## SUMMARY
| City of San Diego Electric Municipalization - Pro Forma Financial Analysis ($000,000) | PROPRIETARY AND CONFIDENTIAL |  | THE CONFIDENTIALITY OF THIS XLS SPREADSHEET WAS VOIDED IN AUGUST 17, 2024 VIA A PRA REQUEST SETTLEMENT BETWEEN PLAINTIFF W. POWERS AND THE CITY OF SAN DIEGO
Line |  | Base Year | Forecast Years ->
No. | Item | 2023 | 2024 | 2025 | 2026 | 2027 | 2028 | 2029 | 2030 | 2031 | 2032 | 2033 | 2034 | 2035 | 2036 | 2037 | 2038 | 2039 | 2040 | 2041 | 2042 | 2043 | 2044 | 2045 | 2046 | 2047 | 2048 | 2049 | 2050 | 2051 | 2052 | 2053
|  | Year | 1 | 2 | 3 | 4 | 5 | 6 | 7 | 8 | 9 | 10 | 11 | 12 | 13 | 14 | 15 | 16 | 17 | 18 | 19 | 20 | 21 | 22 | 23 | 24 | 25 | 26 | 27 | 28 | 29 | 30
1 | SDG&E
2 | Forecasted UDC Cost | 1575.9108 | 1594.2448 | 1802.68 | 2000.7421 | 2185.0618 | 2203.6865 | 2289.1536 | 2377.9452 | 2470.1911 | 2566.0258 | 2665.5893 | 2769.0271 | 2876.4903 | 2986.9968 | 3101.7605 | 3220.9455 | 3344.7227 | 3473.2693 | 3606.7696 | 3745.4148 | 3889.4036 | 4038.9424 | 4194.2456 | 4355.5359 | 4523.0445 | 4697.0117 | 4877.687 | 5065.3296 | 5260.2086 | 5462.6038 | 5672.8056
3 | Forecasted UDC Cost (CUM.) |  | 1594.2448 | 3396.9248 | 5397.6669 | 7582.7287 | 9786.4152 | 12075.5688 | 14453.514 | 16923.705 | 19489.7308 | 22155.3202 | 24924.3473 | 27800.8376 | 30787.8344 | 33889.5949 | 37110.5404 | 40455.263 | 43928.5324 | 47535.3019 | 51280.7167 | 55170.1203 | 59209.0627 | 63403.3083 | 67758.8442 | 72281.8888 | 76978.9005 | 81856.5875 | 86921.917 | 92182.1257 | 97644.7295 | 103317.5351
4
5 | CITY OF SAN DIEGO
6 | Forecasted UDC Costs | 958.5595 | 1082.7432 | 1123.9749 | 1186.8716 | 1228.821 | 1271.1273 | 1325.1028 | 1382.5594 | 1444.0723 | 1501.0239 | 1564.9337 | 1627.0948 | 1693.4311 | 1760.1141 | 1833.4575 | 1906.7961 | 1986.3475 | 2069.9314 | 2160.1454 | 2252.5284 | 2340.0723 | 2446.5809 | 2549.0249 | 2655.9566 | 2767.5838 | 2884.1242 | 3005.8066 | 3133.9858 | 3267.8937 | 3407.7964 | 3553.9729
7
8 | Forecasted Non-Operating Cost
9 | Debt Service |  | 210.9558 | 221.1888 | 293.2001 | 304.5055 | 316.0593 | 328.1652 | 341.0542 | 355.0065 | 368.5476 | 382.733 | 393.7431 | 405.0191 | 416.3539 | 428.3327 | 441.0135 | 454.4576 | 468.7302 | 484.2211 | 500.6311 | 516.9539 | 531.621 | 546.682 | 562.1465 | 578.0242 | 594.3257 | 611.0619 | 628.3863 | 646.3187 | 664.8796 | 684.0899
10 | Capital Expenditures |  | 179.2493 | 174.2978 | 183.7125 | 192.5625 | 196.7941 | 206.1983 | 219.535 | 237.6479 | 230.6437 | 241.6166 | 281.3016 | 288.0917 | 289.5959 | 306.0498 | 323.9855 | 343.486 | 364.6545 | 395.7809 | 419.263 | 417.0347 | 463.9576 | 476.4162 | 489.1765 | 502.2515 | 515.6559 | 529.4051 | 548.0125 | 567.2457 | 587.1245 | 607.6699
11 | Reserves |  | 80 | 70 | 90 | 90 | 90 | 90 | 90 | 90 | 90 | 90 | 50 | 50 | 50 | 50 | 35 | 30 | 25 | 20 | 15 | 0 | 0 | 0 | 0 | 0 | 0 | 0 | 0 | 0 | 0 | 0
12 | Total Non-Operating Costs |  | 470.2051 | 465.4866 | 566.9127 | 587.068 | 602.8534 | 624.3635 | 650.5891 | 682.6544 | 689.1913 | 714.3495 | 725.0448 | 743.1108 | 755.9498 | 784.3825 | 799.999 | 827.9436 | 858.3847 | 900.002 | 934.8941 | 933.9886 | 995.5786 | 1023.0983 | 1051.3229 | 1080.2757 | 1109.9817 | 1140.467 | 1176.3988 | 1213.5644 | 1252.004 | 1291.7598
13
14 | Total Transmission and Distribution Costs |  | 1552.9483 | 1589.4615 | 1753.7843 | 1815.889 | 1873.9807 | 1949.4663 | 2033.1485 | 2126.7267 | 2190.2152 | 2279.2832 | 2352.1395 | 2436.5418 | 2516.0639 | 2617.84 | 2706.7952 | 2814.291 | 2928.3162 | 3060.1473 | 3187.4225 | 3274.0608 | 3442.1595 | 3572.1232 | 3707.2795 | 3847.8595 | 3994.1059 | 4146.2736 | 4310.3846 | 4481.4581 | 4659.8004 | 4845.7327
15 | Total Transmission and Distribution Costs (CUM.) |  | 1552.9483 | 3142.4098 | 4896.1941 | 6712.0831 | 8586.0637 | 10535.53 | 12568.6785 | 14695.4051 | 16885.6204 | 19164.9036 | 21517.0432 | 23953.585 | 26469.6489 | 29087.4889 | 31794.2841 | 34608.5751 | 37536.8913 | 40597.0386 | 43784.4611 | 47058.5219 | 50500.6814 | 54072.8046 | 57780.0841 | 61627.9436 | 65622.0495 | 69768.3231 | 74078.7077 | 78560.1658 | 83219.9662 | 88065.6989
16
17 | Net Benefit/(Cost)
18 | Annual Benefit/(Cost) |  | 41.2965 | 213.2185 | 246.9578 | 369.1728 | 329.7058 | 339.6873 | 344.7967 | 343.4644 | 375.8106 | 386.3061 | 416.8876 | 439.9484 | 470.933 | 483.9204 | 514.1503 | 530.4316 | 544.9531 | 546.6222 | 557.9923 | 615.3427 | 596.7829 | 622.1224 | 648.2564 | 675.185 | 702.9058 | 731.4134 | 754.9449 | 778.7505 | 802.8034 | 827.0729
19 | Annual Benefit/(Cost) as Percent of SDG&E |  | 2.59% | 11.83% | 12.34% | 16.9% | 14.96% | 14.84% | 14.5% | 13.9% | 14.65% | 14.49% | 15.06% | 15.29% | 15.77% | 15.6% | 15.96% | 15.86% | 15.69% | 15.16% | 14.9% | 15.82% | 14.78% | 14.83% | 14.88% | 14.93% | 14.96% | 15% | 14.9% | 14.8% | 14.7% | 14.58%
20 | Present Value Benefit/(Cost) |  | 39.7081 | 197.1325 | 219.5446 | 315.5705 | 270.9941 | 268.4598 | 262.0172 | 250.9661 | 264.0395 | 260.9746 | 270.8022 | 274.7905 | 282.8301 | 279.452 | 285.4894 | 283.2018 | 279.7644 | 269.8281 | 264.8468 | 280.8344 | 261.8884 | 262.5079 | 263.0147 | 263.4042 | 263.6718 | 263.8129 | 261.8274 | 259.6958 | 257.42 | 255.002
21
22 | Cumulative Benefit/(Cost) |  | 41.2965 | 254.515 | 501.4729 | 870.6456 | 1200.3515 | 1540.0388 | 1884.8355 | 2228.2999 | 2604.1104 | 2990.4166 | 3407.3042 | 3847.2526 | 4318.1855 | 4802.106 | 5316.2563 | 5846.688 | 6391.6411 | 6938.2633 | 7496.2556 | 8111.5984 | 8708.3813 | 9330.5037 | 9978.7601 | 10653.9452 | 11356.851 | 12088.2644 | 12843.2094 | 13621.9599 | 14424.7633 | 15251.8362
23 | CUM. Benefit/(Cost) as Percent of SDG&E |  | 2.59% | 7.493% | 9.291% | 11.48% | 12.27% | 12.75% | 13.04% | 13.17% | 13.36% | 13.5% | 13.67% | 13.84% | 14.03% | 14.17% | 14.33% | 14.45% | 14.55% | 14.6% | 14.62% | 14.7% | 14.71% | 14.72% | 14.73% | 14.74% | 14.75% | 14.77% | 14.78% | 14.78% | 14.77% | 14.76%
24 | Cum. Present Value Benefit/(Cost) |  | 39.7081 | 236.8407 | 456.3853 | 771.9557 | 1042.9499 | 1311.4097 | 1573.4269 | 1824.3929 | 2088.4325 | 2349.407 | 2620.2093 | 2894.9997 | 3177.8299 | 3457.2819 | 3742.7713 | 4025.9731 | 4305.7375 | 4575.5656 | 4840.4124 | 5121.2468 | 5383.1352 | 5645.6431 | 5908.6578 | 6172.062 | 6435.7338 | 6699.5467 | 6961.3741 | 7221.0699 | 7478.4899 | 7733.4919
25
26 | Average UDC Rate ($/kWh) | Average
27 | San Diego Municipal Utility | 0.34551 | 0.21029 | 0.21344 | 0.23354 | 0.23979 | 0.2454 | 0.25315 | 0.26182 | 0.27158 | 0.27734 | 0.28621 | 0.29288 | 0.30085 | 0.30819 | 0.31809 | 0.32626 | 0.33651 | 0.34734 | 0.36006 | 0.37203 | 0.37908 | 0.39534 | 0.40697 | 0.41898 | 0.43137 | 0.44416 | 0.45737 | 0.47165 | 0.48642 | 0.5017 | 0.51751
28 | SDG&E Rates | 0.40518 | 0.21588 | 0.24207 | 0.26643 | 0.28855 | 0.28858 | 0.29727 | 0.30622 | 0.31544 | 0.32493 | 0.33472 | 0.34479 | 0.35517 | 0.36587 | 0.37689 | 0.38824 | 0.39993 | 0.41197 | 0.42438 | 0.43716 | 0.45032 | 0.46388 | 0.47785 | 0.49224 | 0.50706 | 0.52233 | 0.53805 | 0.55425 | 0.57094 | 0.58813 | 0.60584
29 | Increase/(Decrease) to SD Rates | -0.059669 | -0.005592 | -0.028632 | -0.032886 | -0.048751 | -0.043176 | -0.044111 | -0.044401 | -0.043859 | -0.047588 | -0.048508 | -0.05191 | -0.054322 | -0.057683 | -0.0588 | -0.061973 | -0.063424 | -0.064638 | -0.064317 | -0.065128 | -0.071246 | -0.068542 | -0.070879 | -0.073263 | -0.075692 | -0.078166 | -0.080682 | -0.082607 | -0.084525 | -0.086434 | -0.088329
30 | Est. Avg. Annual % Savings in UDC Rate | 14.48% | 2.59% | 11.83% | 12.34% | 16.9% | 14.96% | 14.84% | 14.5% | 13.9% | 14.65% | 14.49% | 15.06% | 15.29% | 15.77% | 15.6% | 15.96% | 15.86% | 15.69% | 15.16% | 14.9% | 15.82% | 14.78% | 14.83% | 14.88% | 14.93% | 14.96% | 15% | 14.9% | 14.8% | 14.7% | 14.58%

## Pro Forma
| City of San Diego Electric Municipalization - Pro Forma Financial Analysis ($000) |  | PROPRIETARY AND CONFIDENTIAL |  | THE CONFIDENTIALITY OF THIS XLS SPREADSHEET WAS VOIDED IN AUGUST 17, 2024 VIA A PRA REQUEST SETTLEMENT BETWEEN PLAINTIFF W. POWERS AND THE CITY OF SAN DIEGO
Line |  |  | Base Year | Forecast Years ->
No. | Item |  | 2023 | 2024 | 2025 | 2026 | 2027 | 2028 | 2029 | 2030 | 2031 | 2032 | 2033 | 2034 | 2035 | 2036 | 2037 | 2038 | 2039 | 2040 | 2041 | 2042 | 2043 | 2044 | 2045 | 2046 | 2047 | 2048 | 2049 | 2050 | 2051 | 2052 | 2053
|  |  | Year | 1 | 2 | 3 | 4 | 5 | 6 | 7 | 8 | 9 | 10 | 11 | 12 | 13 | 14 | 15 | 16 | 17 | 18 | 19 | 20 | 21 | 22 | 23 | 24 | 25 | 26 | 27 | 28 | 29 | 30
1 | SDG&E EXPENSE PROJECTION
2
3 | Total Revenue Requirement |  | 2834437.1197 | 2737172.4167 | 2955152.4762 | 3162845.5015 | 3356883.0868 | 3385313.4022 | 3516420.2726 | 3652621.4018 | 3794115.2425 | 3941107.9938 | 4093813.9046 | 4252455.5875 | 4417264.3465 | 4586676.5935 | 4762605.9267 | 4945303.661 | 5135030.8209 | 5332058.5173 | 5536668.3372 | 5749152.7494 | 5969815.5254 | 6198972.1771 | 6436950.4114 | 6684090.6019 | 6940746.2791 | 7207284.6405 | 7484087.0788 | 7771549.732 | 8070084.0542 | 8380117.4085 | 8702093.6833
4
5 | Projected Commodity Expense | Average
6 | Residential | . | 510835.7076 | 464355.6762 | 468534.8773 | 472751.6912 | 477006.4564 | 481299.5145 | 500200.1464 | 519843.0062 | 540257.241 | 561473.1429 | 583522.1932 | 606437.1097 | 630251.895 | 654352.7275 | 679375.1758 | 705354.4825 | 732327.2379 | 760331.4315 | 789406.5054 | 819593.4102 | 850934.6622 | 883474.4037 | 917258.4649 | 952334.4286 | 988751.6971 | 1026561.562 | 1065817.2762 | 1106574.1288 | 1148889.5235 | 1192823.0589 | 1238436.6127
7 | Commercial - Small | . | 574625.7316 | 522122.1607 | 526828.5698 | 531577.4025 | 536369.0412 | 541203.8718 | 562464.752 | 584560.8535 | 607524.9876 | 631391.2544 | 656195.0936 | 681973.3373 | 708764.2643 | 736607.6573 | 765544.8619 | 795618.8478 | 826874.2728 | 859357.549 | 893116.9119 | 928202.4918 | 964666.3883 | 1002562.7478 | 1041947.8439 | 1082880.1606 | 1125420.4797 | 1169631.9705 | 1215580.284 | 1263333.6505 | 1312962.9802 | 1364541.9693 | 1418147.2092
8 | Commercial - Med./Large |  | 74741.4855 | 67912.3537 | 68524.5156 | 69142.1956 | 69765.4434 | 70394.3091 | 73159.7087 | 76033.7454 | 79020.687 | 82124.9688 | 85351.2006 | 88704.173 | 92188.865 | 95810.4511 | 99574.3091 | 103486.0281 | 107551.4167 | 111776.5117 | 116167.5871 | 120731.1634 | 125474.0171 | 130403.1911 | 135526.0049 | 140850.0653 | 146383.2785 | 152133.8607 | 158110.3511 | 164321.6246 | 170776.9043 | 177485.7759 | 184458.2017
9 | Industrial |  | 91061.9534 | 81955.7581 | 81955.7581 | 81955.7581 | 81955.7581 | 81955.7581 | 84414.4308 | 86946.8637 | 89555.2696 | 92241.9277 | 95009.1855 | 97859.4611 | 100795.2449 | 103819.1023 | 106933.6754 | 110141.6856 | 113445.9362 | 116849.3143 | 120354.7937 | 123965.4375 | 127684.4006 | 131514.9327 | 135460.3806 | 139524.1921 | 143709.9178 | 148021.2154 | 152461.8518 | 157035.7074 | 161746.7786 | 166599.182 | 171597.1574
10 | Agriculture |  | 3954.2801 | 3605.2595 | 3652.2721 | 3699.8977 | 3748.1444 | 3797.0202 | 3961.9293 | 4134.0007 | 4313.5453 | 4500.8877 | 4696.3667 | 4900.3355 | 5113.163 | 5319.3551 | 5533.8621 | 5757.0192 | 5989.1753 | 6230.6933 | 6481.9507 | 6743.3402 | 7015.2705 | 7298.1665 | 7592.4706 | 7898.6426 | 8217.1613 | 8548.5245 | 8893.2502 | 9251.8772 | 9624.966 | 10013.1 | 10416.8858
11 | Lighting |  | 3307.1629 | 2976.4466 | 2976.4466 | 2976.4466 | 2976.4466 | 2976.4466 | 3065.74 | 3157.7122 | 3252.4436 | 3350.0169 | 3450.5174 | 3554.0329 | 3660.6539 | 3770.4735 | 3883.5878 | 4000.0954 | 4120.0982 | 4243.7012 | 4371.0122 | 4502.1426 | 4637.2069 | 4776.3231 | 4919.6128 | 5067.2012 | 5219.2172 | 5375.7937 | 5537.0675 | 5703.1795 | 5874.2749 | 6050.5032 | 6232.0183
12 | Total Commodity Expenses |  | 1258526.3212 | 1142927.6547 | 1152472.4395 | 1162103.3917 | 1171821.29 | 1181626.9202 | 1227266.7072 | 1274676.1817 | 1323924.1741 | 1375082.1985 | 1428224.5571 | 1483428.4496 | 1540774.0862 | 1599679.7669 | 1660845.472 | 1724358.1586 | 1790308.1371 | 1858789.201 | 1929898.7611 | 2003737.9857 | 2080411.9456 | 2160029.7649 | 2242704.7776 | 2328554.6904 | 2417701.7516 | 2510272.9268 | 2606400.0809 | 2706220.1679 | 2809875.4276 | 2917513.5893 | 3029288.085
13 | Growth | 3.424% |  |  | 0.8351% | 0.8357% | 0.8362% | 0.8368% | 3.862% | 3.863% | 3.864% | 3.864% | 3.865% | 3.865% | 3.866% | 3.823% | 3.824% | 3.824% | 3.825% | 3.825% | 3.826% | 3.826% | 3.827% | 3.827% | 3.827% | 3.828% | 3.828% | 3.829% | 3.829% | 3.83% | 3.83% | 3.831% | 3.831%
14
15 | Projected Utility Distribution Co. Expense
16 | Residential |  | 591838.3662 | 599199.1316 | 677868.4649 | 752708.1938 | 822443.6724 | 829845.6655 | 862433.7048 | 896301.4764 | 931499.2353 | 968079.2103 | 1006095.6809 | 1045605.0583 | 1086665.9689 | 1128220.0756 | 1171363.2113 | 1216156.1405 | 1262661.9513 | 1310946.1443 | 1361076.7248 | 1413124.2988 | 1467162.172 | 1523266.4535 | 1581516.1626 | 1641993.3407 | 1704783.166 | 1769974.0743 | 1837657.8829 | 1907929.9204 | 1980889.1605 | 2056638.362 | 2135284.213
17 | Commercial - Small |  | 822851.2029 | 832735.1826 | 942078.7222 | 1046102.9671 | 1143036.1867 | 1153339.5149 | 1198647.7888 | 1245735.972 | 1294673.9871 | 1345534.5038 | 1398393.0464 | 1453328.1061 | 1510421.2578 | 1569757.2809 | 1631424.2852 | 1695513.842 | 1762121.1199 | 1831345.0261 | 1903288.3533 | 1978057.9323 | 2055764.7909 | 2136524.3184 | 2220456.437 | 2307685.7803 | 2398341.8777 | 2492559.3473 | 2590478.0956 | 2692243.5251 | 2798006.7505 | 2907924.8229 | 3022160.9629
18 | Commercial - Med./Large |  | 68600.0356 | 69424.0501 | 78539.8789 | 87212.2451 | 95293.4416 | 96152.4167 | 99929.7086 | 103855.3893 | 107935.288 | 112175.4632 | 116582.2112 | 121162.0758 | 125921.8576 | 130868.6248 | 136009.7228 | 141352.7859 | 146905.7481 | 152676.8552 | 158674.6769 | 164908.1195 | 171386.4394 | 178119.2562 | 185116.5679 | 192388.7649 | 199946.646 | 207801.434 | 215964.7928 | 224448.8444 | 233266.1871 | 242429.9139 | 251953.6325
19 | Industrial |  | 83579.4632 | 83780.054 | 93934.1965 | 103374.5832 | 111944.3362 | 111944.3362 | 115302.6663 | 118761.7463 | 122324.5987 | 125994.3366 | 129774.1667 | 133667.3917 | 137677.4135 | 141807.7359 | 146061.968 | 150443.827 | 154957.1418 | 159605.8561 | 164394.0317 | 169325.8527 | 174405.6283 | 179637.7971 | 185026.931 | 190577.739 | 196295.0711 | 202183.9233 | 208249.441 | 214496.9242 | 220931.8319 | 227559.7869 | 234386.5805
20 | Agriculture |  | 3283.0008 | 3333.7931 | 3786.5903 | 4221.4822 | 4631.0547 | 4691.4436 | 4895.1987 | 5107.803 | 5329.641 | 5561.1137 | 5802.6396 | 6054.6552 | 6317.6161 | 6572.3787 | 6837.4148 | 7113.1387 | 7399.9813 | 7698.3911 | 8008.8345 | 8331.7968 | 8667.7828 | 9017.3176 | 9380.9477 | 9759.2414 | 10152.7902 | 10562.209 | 10988.1381 | 11431.243 | 11892.2164 | 12371.779 | 12870.6802
21 | Lighting |  | 5758.7298 | 5772.5507 | 6472.1839 | 7122.6384 | 7713.1051 | 7713.1051 | 7944.4983 | 8182.8332 | 8428.3182 | 8681.1677 | 8941.6028 | 9209.8509 | 9486.1464 | 9770.7308 | 10063.8527 | 10365.7683 | 10676.7413 | 10997.0436 | 11326.9549 | 11666.7635 | 12016.7664 | 12377.2694 | 12748.5875 | 13131.0451 | 13524.9765 | 13930.7258 | 14348.6476 | 14779.107 | 15222.4802 | 15679.1546 | 16149.5292
22 | Total UDC Expenses |  | 1575910.7985 | 1594244.762 | 1802680.0367 | 2000742.1098 | 2185061.7968 | 2203686.482 | 2289153.5654 | 2377945.2201 | 2470191.0683 | 2566025.7954 | 2665589.3475 | 2769027.1379 | 2876490.2603 | 2986996.8266 | 3101760.4547 | 3220945.5023 | 3344722.6838 | 3473269.3163 | 3606769.5762 | 3745414.7637 | 3889403.5797 | 4038942.4122 | 4194245.6338 | 4355535.9114 | 4523044.5275 | 4697011.7137 | 4877686.9979 | 5065329.564 | 5260208.6266 | 5462603.8192 | 5672805.5983
23 | Growth | 4.389% |  | 1.163% | 13.07% | 10.99% | 9.213% | 0.8524% | 3.878% | 3.879% | 3.879% | 3.88% | 3.88% | 3.88% | 3.881% | 3.842% | 3.842% | 3.842% | 3.843% | 3.843% | 3.844% | 3.844% | 3.844% | 3.845% | 3.845% | 3.846% | 3.846% | 3.846% | 3.847% | 3.847% | 3.847% | 3.848% | 3.848%
24
25 | TOTAL SDG&E Operating Expenses |  | 2834437.1197 | 2737172.4167 | 2955152.4762 | 3162845.5015 | 3356883.0868 | 3385313.4022 | 3516420.2726 | 3652621.4018 | 3794115.2425 | 3941107.9938 | 4093813.9046 | 4252455.5875 | 4417264.3465 | 4586676.5935 | 4762605.9267 | 4945303.661 | 5135030.8209 | 5332058.5173 | 5536668.3372 | 5749152.7494 | 5969815.5254 | 6198972.1771 | 6436950.4114 | 6684090.6019 | 6940746.2791 | 7207284.6405 | 7484087.0788 | 7771549.732 | 8070084.0542 | 8380117.4085 | 8702093.6833
26 | Growth | 4.076% |  |  | 7.964% | 7.028% | 6.135% | 0.8469% | 3.873% | 3.873% | 3.874% | 3.874% | 3.875% | 3.875% | 3.876% | 3.835% | 3.836% | 3.836% | 3.837% | 3.837% | 3.837% | 3.838% | 3.838% | 3.839% | 3.839% | 3.839% | 3.84% | 3.84% | 3.841% | 3.841% | 3.841% | 3.842% | 3.842%
27
28 | Projected Utility Distribution Co. Expense Allocation
29 | Residential |  | 37.56% | 37.59% | 37.6% | 37.62% | 37.64% | 37.66% | 37.67% | 37.69% | 37.71% | 37.73% | 37.74% | 37.76% | 37.78% | 37.77% | 37.76% | 37.76% | 37.75% | 37.74% | 37.74% | 37.73% | 37.72% | 37.71% | 37.71% | 37.7% | 37.69% | 37.68% | 37.67% | 37.67% | 37.66% | 37.65% | 37.64%
30 | Commercial - Small |  | 52.21% | 52.23% | 52.26% | 52.29% | 52.31% | 52.34% | 52.36% | 52.39% | 52.41% | 52.44% | 52.46% | 52.49% | 52.51% | 52.55% | 52.6% | 52.64% | 52.68% | 52.73% | 52.77% | 52.81% | 52.86% | 52.9% | 52.94% | 52.98% | 53.02% | 53.07% | 53.11% | 53.15% | 53.19% | 53.23% | 53.27%
31 | Commercial - Med./Large |  | 4.353% | 4.355% | 4.357% | 4.359% | 4.361% | 4.363% | 4.365% | 4.367% | 4.37% | 4.372% | 4.374% | 4.376% | 4.378% | 4.381% | 4.385% | 4.389% | 4.392% | 4.396% | 4.399% | 4.403% | 4.406% | 4.41% | 4.414% | 4.417% | 4.421% | 4.424% | 4.428% | 4.431% | 4.435% | 4.438% | 4.441%
32 | Industrial |  | 5.304% | 5.255% | 5.211% | 5.167% | 5.123% | 5.08% | 5.037% | 4.994% | 4.952% | 4.91% | 4.868% | 4.827% | 4.786% | 4.748% | 4.709% | 4.671% | 4.633% | 4.595% | 4.558% | 4.521% | 4.484% | 4.448% | 4.411% | 4.376% | 4.34% | 4.305% | 4.269% | 4.235% | 4.2% | 4.166% | 4.132%
33 | Agriculture |  | 0.2083% | 0.2091% | 0.2101% | 0.211% | 0.2119% | 0.2129% | 0.2138% | 0.2148% | 0.2158% | 0.2167% | 0.2177% | 0.2187% | 0.2196% | 0.22% | 0.2204% | 0.2208% | 0.2212% | 0.2216% | 0.2221% | 0.2225% | 0.2229% | 0.2233% | 0.2237% | 0.2241% | 0.2245% | 0.2249% | 0.2253% | 0.2257% | 0.2261% | 0.2265% | 0.2269%
34 | Lighting |  | 0.3654% | 0.3621% | 0.359% | 0.356% | 0.353% | 0.35% | 0.347% | 0.3441% | 0.3412% | 0.3383% | 0.3354% | 0.3326% | 0.3298% | 0.3271% | 0.3245% | 0.3218% | 0.3192% | 0.3166% | 0.314% | 0.3115% | 0.309% | 0.3064% | 0.304% | 0.3015% | 0.299% | 0.2966% | 0.2942% | 0.2918% | 0.2894% | 0.287% | 0.2847%
35 | Total UDC Expenses |  | 100% | 100% | 100% | 100% | 100% | 100% | 100% | 100% | 100% | 100% | 100% | 100% | 100% | 100% | 100% | 100% | 100% | 100% | 100% | 100% | 100% | 100% | 100% | 100% | 100% | 100% | 100% | 100% | 100% | 100% | 100%
36
37 | SDMU REVENUE/EXPENSE PROJECTION |  | 2023 | 2024 | 2025 | 2026 | 2027 | 2028 | 2029 | 2030 | 2031 | 2032 | 2033 | 2034 | 2035 | 2036 | 2037 | 2038 | 2039 | 2040 | 2041 | 2042 | 2043 | 2044 | 2045 | 2046 | 2047 | 2048 | 2049 | 2050 | 2051 | 2052 | 2053
38
39 | Total Revenue Requirement |  | 2217085.8216 | 2695875.9466 | 2741933.9333 | 2915887.6599 | 2987710.2942 | 3055607.5884 | 3176732.9834 | 3307824.6718 | 3450650.8314 | 3565297.443 | 3707507.7937 | 3835567.9744 | 3977315.9321 | 4115743.6384 | 4278685.4938 | 4431153.3262 | 4604599.1731 | 4787105.3689 | 4990046.0982 | 5191160.4547 | 5354472.7931 | 5602189.23 | 5814827.9803 | 6035834.2179 | 6265561.252 | 6504378.7949 | 6752673.6565 | 7016604.7842 | 7291333.5318 | 7577314.0023 | 7875020.8173
40 |  | Average
41 | Projected Commodity Expense
42 | Residential |  | 510835.7076 | 464355.6762 | 468534.8773 | 472751.6912 | 477006.4564 | 481299.5145 | 500200.1464 | 519843.0062 | 540257.241 | 561473.1429 | 583522.1932 | 606437.1097 | 630251.895 | 654352.7275 | 679375.1758 | 705354.4825 | 732327.2379 | 760331.4315 | 789406.5054 | 819593.4102 | 850934.6622 | 883474.4037 | 917258.4649 | 952334.4286 | 988751.6971 | 1026561.562 | 1065817.2762 | 1106574.1288 | 1148889.5235 | 1192823.0589 | 1238436.6127
43 | Commercial - Small |  | 574625.7316 | 522122.1607 | 526828.5698 | 531577.4025 | 536369.0412 | 541203.8718 | 562464.752 | 584560.8535 | 607524.9876 | 631391.2544 | 656195.0936 | 681973.3373 | 708764.2643 | 736607.6573 | 765544.8619 | 795618.8478 | 826874.2728 | 859357.549 | 893116.9119 | 928202.4918 | 964666.3883 | 1002562.7478 | 1041947.8439 | 1082880.1606 | 1125420.4797 | 1169631.9705 | 1215580.284 | 1263333.6505 | 1312962.9802 | 1364541.9693 | 1418147.2092
44 | Commercial - Med./Large |  | 74741.4855 | 67912.3537 | 68524.5156 | 69142.1956 | 69765.4434 | 70394.3091 | 73159.7087 | 76033.7454 | 79020.687 | 82124.9688 | 85351.2006 | 88704.173 | 92188.865 | 95810.4511 | 99574.3091 | 103486.0281 | 107551.4167 | 111776.5117 | 116167.5871 | 120731.1634 | 125474.0171 | 130403.1911 | 135526.0049 | 140850.0653 | 146383.2785 | 152133.8607 | 158110.3511 | 164321.6246 | 170776.9043 | 177485.7759 | 184458.2017
45 | Industrial |  | 91061.9534 | 81955.7581 | 81955.7581 | 81955.7581 | 81955.7581 | 81955.7581 | 84414.4308 | 86946.8637 | 89555.2696 | 92241.9277 | 95009.1855 | 97859.4611 | 100795.2449 | 103819.1023 | 106933.6754 | 110141.6856 | 113445.9362 | 116849.3143 | 120354.7937 | 123965.4375 | 127684.4006 | 131514.9327 | 135460.3806 | 139524.1921 | 143709.9178 | 148021.2154 | 152461.8518 | 157035.7074 | 161746.7786 | 166599.182 | 171597.1574
46 | Agriculture |  | 3954.2801 | 3605.2595 | 3652.2721 | 3699.8977 | 3748.1444 | 3797.0202 | 3961.9293 | 4134.0007 | 4313.5453 | 4500.8877 | 4696.3667 | 4900.3355 | 5113.163 | 5319.3551 | 5533.8621 | 5757.0192 | 5989.1753 | 6230.6933 | 6481.9507 | 6743.3402 | 7015.2705 | 7298.1665 | 7592.4706 | 7898.6426 | 8217.1613 | 8548.5245 | 8893.2502 | 9251.8772 | 9624.966 | 10013.1 | 10416.8858
47 | Lighting |  | 3307.1629 | 2976.4466 | 2976.4466 | 2976.4466 | 2976.4466 | 2976.4466 | 3065.74 | 3157.7122 | 3252.4436 | 3350.0169 | 3450.5174 | 3554.0329 | 3660.6539 | 3770.4735 | 3883.5878 | 4000.0954 | 4120.0982 | 4243.7012 | 4371.0122 | 4502.1426 | 4637.2069 | 4776.3231 | 4919.6128 | 5067.2012 | 5219.2172 | 5375.7937 | 5537.0675 | 5703.1795 | 5874.2749 | 6050.5032 | 6232.0183
48 | Total Commodity Expenses |  | 1258526.3212 | 1142927.6547 | 1152472.4395 | 1162103.3917 | 1171821.29 | 1181626.9202 | 1227266.7072 | 1274676.1817 | 1323924.1741 | 1375082.1985 | 1428224.5571 | 1483428.4496 | 1540774.0862 | 1599679.7669 | 1660845.472 | 1724358.1586 | 1790308.1371 | 1858789.201 | 1929898.7611 | 2003737.9857 | 2080411.9456 | 2160029.7649 | 2242704.7776 | 2328554.6904 | 2417701.7516 | 2510272.9268 | 2606400.0809 | 2706220.1679 | 2809875.4276 | 2917513.5893 | 3029288.085
49 | Growth | 3.424% |  |  | 0.8351% | 0.8357% | 0.8362% | 0.8368% | 3.862% | 3.863% | 3.864% | 3.864% | 3.865% | 3.865% | 3.866% | 3.823% | 3.824% | 3.824% | 3.825% | 3.825% | 3.826% | 3.826% | 3.827% | 3.827% | 3.827% | 3.828% | 3.828% | 3.829% | 3.829% | 3.83% | 3.83% | 3.831% | 3.831%
50
51 | Projected Utility Distribution Co. Expense
52 | TAC Service Costs |  | 95544.6072 | 101234.3247 | 107188.8657 | 113494.2386 | 120171.1437 | 127241.5043 | 134728.5389 | 142656.8377 | 151052.4439 | 159942.9399 | 169357.5377 | 179327.1757 | 189884.6209 | 200985.164 | 212735.6011 | 225174.03 | 238340.7845 | 252278.5654 | 267032.58 | 282650.6889 | 299183.5624 | 316684.8449 | 335211.3304 | 354823.1471 | 375583.9533 | 397561.1453 | 420826.0764 | 445454.2902 | 471525.7662 | 499125.181 | 528342.1842
53 | O&M/A&G |  | 433343.661 | 459048.1023 | 485399.2214 | 508278.3497 | 529631.646 | 551709.0014 | 574723.375 | 598846.091 | 624283.6947 | 650126.3204 | 677061.1449 | 704434.5117 | 732742.6414 | 761497.8049 | 791512.6582 | 822864.5936 | 855635.3702 | 889911.8474 | 926041.8695 | 963830.786 | 1003191.8827 | 1044191.7673 | 1086899.917 | 1131388.8043 | 1177734.028 | 1226014.4498 | 1276312.3381 | 1328713.5164 | 1383307.5201 | 1440187.759 | 1499451.6874
54 | Non-Bypassable Regulatory Charges |  | 221708.5822 | 269587.5947 | 274193.3933 | 291588.766 | 298771.0294 | 305560.7588 | 317673.2983 | 330782.4672 | 345065.0831 | 356529.7443 | 370750.7794 | 383556.7974 | 397731.5932 | 411574.3638 | 427868.5494 | 443115.3326 | 460459.9173 | 478710.5369 | 499004.6098 | 519116.0455 | 535447.2793 | 560218.923 | 581482.798 | 603583.4218 | 626556.1252 | 650437.8795 | 675267.3656 | 701660.4784 | 729133.3532 | 757731.4002 | 787502.0817
55 | Public Benefits |  | 63186.9459 | 76832.4645 | 78145.1171 | 83102.7983 | 85149.7434 | 87084.8163 | 90536.89 | 94273.0031 | 98343.5487 | 101610.9771 | 105663.9721 | 109313.6873 | 113353.5041 | 117298.6937 | 121942.5366 | 126287.8698 | 131231.0764 | 136432.503 | 142216.3138 | 147948.073 | 152602.4746 | 159662.3931 | 165722.5974 | 172021.2752 | 178568.4957 | 185374.7957 | 192451.1992 | 199973.2363 | 207803.0057 | 215953.4491 | 224438.0933
56 | Payment In-Lieu of Franchise Fees and Undergrounding |  | 144775.7041 | 176040.6993 | 179048.2858 | 190407.4642 | 195097.4822 | 199531.1755 | 207440.6638 | 216000.9511 | 225327.4993 | 232813.923 | 242100.2589 | 250462.5887 | 259718.7304 | 268758.0596 | 279398.1627 | 289354.3122 | 300680.326 | 312597.9806 | 325850.0102 | 338982.7777 | 349647.0734 | 365822.9567 | 379708.2671 | 394139.9744 | 409141.1498 | 424735.9353 | 440949.5898 | 458184.2924 | 476124.0796 | 494798.6044 | 514238.8594
57 | Total UDC Expenses |  | 958559.5004 | 1082743.1855 | 1123974.8834 | 1186871.6168 | 1228821.0447 | 1271127.2564 | 1325102.766 | 1382559.3501 | 1444072.2698 | 1501023.9047 | 1564933.693 | 1627094.7608 | 1693431.0899 | 1760114.086 | 1833457.5081 | 1906796.1383 | 1986347.4745 | 2069931.4334 | 2160145.3834 | 2252528.3711 | 2340072.2724 | 2446580.885 | 2549024.91 | 2655956.6228 | 2767583.7519 | 2884124.2055 | 3005806.5691 | 3133985.8137 | 3267893.7247 | 3407796.3936 | 3553972.906
58
59 | TOTAL Operating Expense |  | 2217085.8216 | 2225670.8402 | 2276447.3228 | 2348975.0085 | 2400642.3348 | 2452754.1766 | 2552369.4732 | 2657235.5318 | 2767996.4439 | 2876106.1032 | 2993158.2501 | 3110523.2104 | 3234205.1761 | 3359793.8529 | 3494302.9801 | 3631154.2969 | 3776655.6116 | 3928720.6343 | 4090044.1444 | 4256266.3568 | 4420484.218 | 4606610.6499 | 4791729.6877 | 4984511.3133 | 5185285.5035 | 5394397.1323 | 5612206.65 | 5840205.9817 | 6077769.1523 | 6325309.9829 | 6583260.991
60 | Growth | 3.812% |  |  | 2.281% | 3.186% | 2.2% | 2.171% | 4.061% | 4.109% | 4.168% | 3.906% | 4.07% | 3.921% | 3.976% | 3.883% | 4.003% | 3.916% | 4.007% | 4.026% | 4.106% | 4.064% | 3.858% | 4.211% | 4.019% | 4.023% | 4.028% | 4.033% | 4.038% | 4.063% | 4.068% | 4.073% | 4.078%
61
62 | Net Operating Surplus/(Deficit) |  |  | 470205.1065 | 465486.6105 | 566912.6514 | 587067.9594 | 602853.4118 | 624363.5101 | 650589.1401 | 682654.3874 | 689191.3398 | 714349.5436 | 725044.7639 | 743110.7561 | 755949.7855 | 784382.5138 | 799999.0292 | 827943.5614 | 858384.7346 | 900001.9537 | 934894.098 | 933988.5751 | 995578.5801 | 1023098.2927 | 1051322.9046 | 1080275.7485 | 1109981.6626 | 1140467.0065 | 1176398.8025 | 1213564.3795 | 1252004.0194 | 1291759.8263
63
64 | Non-Operating Expense
65 | Debt Service - Purchase Price (Taxable) |  |  | 182818.9682 | 182818.9682 | 244044.4994 | 244044.4994 | 244044.4994 | 244044.4994 | 244044.4994 | 244044.4994 | 244044.4994 | 244044.4994 | 244044.4994 | 244044.4994 | 244044.4994 | 244044.4994 | 244044.4994 | 244044.4994 | 244044.4994 | 244044.4994 | 244044.4994 | 244044.4994 | 244044.4994 | 244044.4994 | 244044.4994 | 244044.4994 | 244044.4994 | 244044.4994 | 244044.4994 | 244044.4994 | 244044.4994 | 244044.4994
66 | Debt Service - Purchase Price (Tax-Exempt) |  |  | 17613.0403 | 17613.0403 | 17613.0403 | 17613.0403 | 17613.0403 | 17613.0403 | 17613.0403 | 17613.0403 | 17613.0403 | 17613.0403 | 17613.0403 | 17613.0403 | 17613.0403 | 17613.0403 | 17613.0403 | 17613.0403 | 17613.0403 | 17613.0403 | 17613.0403 | 17613.0403 | 17613.0403 | 17613.0403 | 17613.0403 | 17613.0403 | 17613.0403 | 17613.0403 | 17613.0403 | 17613.0403 | 17613.0403 | 17613.0403
67 | Debt Service - Capital Additions (Tax-Exempt) |  |  | 9292.3032 | 18210.3264 | 27591.1958 | 37410.5652 | 47401.527 | 57864.1074 | 69024.8521 | 81158.4709 | 92787.978 | 104965.8169 | 114291.9505 | 123804.0125 | 133292.9702 | 143340.2398 | 153999.2841 | 165326.4759 | 177381.8736 | 190548.7451 | 204521.5901 | 218291.0181 | 230619.153 | 243232.5524 | 256136.883 | 269338.1141 | 282842.5467 | 296656.8414 | 310929.8082 | 325676.1176 | 340910.8808 | 356649.6799
68 | Debt Service - Retirements (Tax-Exempt) |  |  | 1231.4499 | 2546.4741 | 3951.3916 | 5437.3904 | 7000.2371 | 8643.5853 | 10371.7687 | 12190.4893 | 14102.1058 | 16109.6087 | 17793.646 | 19557.5184 | 21403.3704 | 23334.9179 | 25356.6955 | 27473.5753 | 29690.7887 | 32014.8153 | 34451.9619 | 37005.3097 | 39344.3342 | 41791.9527 | 44352.0303 | 47028.5522 | 49825.6281 | 52747.4967 | 55798.9316 | 58985.0445 | 62311.1346 | 65782.6952
69 | Pay-As-You-Go Capital |  |  | 179249.3448 | 174297.8015 | 183712.5243 | 192562.4642 | 196794.108 | 206198.2778 | 219534.9796 | 237647.8875 | 230643.7163 | 241616.5784 | 281301.6278 | 288091.6856 | 289595.9053 | 306049.8163 | 323985.5099 | 343485.9705 | 364654.5326 | 395780.8537 | 419263.0063 | 417034.7076 | 463957.5532 | 476416.2478 | 489176.4516 | 502251.5425 | 515655.9482 | 529405.1287 | 548012.523 | 567245.6777 | 587124.4644 | 607669.9116
70 | Add. Cash Required/(Not Necessary) for Reserves |  |  | 0 | 0 | 0 | 0 | 0 | 0 | 0 | 0 | 0 | 0 | 0 | 0 | 0 | 0 | 0 | 0 | 0 | 0 | 0 | 0 | 0 | 0 | 0 | 0 | 0 | 0 | 0 | 0 | 0 | 0
71 | Add. Cash Required for Debt Service Cov. | 0 |  | 80000 | 70000 | 90000 | 90000 | 90000 | 90000 | 90000 | 90000 | 90000 | 90000 | 50000 | 50000 | 50000 | 50000 | 35000 | 30000 | 25000 | 20000 | 15000 | 0 | 0 | 0 | 0 | 0 | 0 | 0 | 0 | 0 | 0 | 0
72 | TOTAL Non-Operating Expense |  | 0 | 470205.1065 | 465486.6105 | 566912.6514 | 587067.9594 | 602853.4118 | 624363.5101 | 650589.1401 | 682654.3874 | 689191.3398 | 714349.5436 | 725044.7639 | 743110.7561 | 755949.7855 | 784382.5138 | 799999.0292 | 827943.5614 | 858384.7346 | 900001.9537 | 934894.098 | 933988.5751 | 995578.5801 | 1023098.2927 | 1051322.9046 | 1080275.7485 | 1109981.6626 | 1140467.0065 | 1176398.8025 | 1213564.3795 | 1252004.0194 | 1291759.8263
73 | Growth | 3.608% |  |  | -1.003% | 21.79% | 3.555% | 2.689% | 3.568% | 4.2% | 4.929% | 0.9576% | 3.65% | 1.497% | 2.492% | 1.728% | 3.761% | 1.991% | 3.493% | 3.677% | 4.848% | 3.877% | -0.09686% | 6.594% | 2.764% | 2.759% | 2.754% | 2.75% | 2.746% | 3.151% | 3.159% | 3.167% | 3.175%
74
75 | Total Expenses |  | 2217085.8216 | 2695875.9466 | 2741933.9333 | 2915887.6599 | 2987710.2942 | 3055607.5884 | 3176732.9834 | 3307824.6718 | 3450650.8314 | 3565297.443 | 3707507.7937 | 3835567.9744 | 3977315.9321 | 4115743.6384 | 4278685.4938 | 4431153.3262 | 4604599.1731 | 4787105.3689 | 4990046.0982 | 5191160.4547 | 5354472.7931 | 5602189.23 | 5814827.9803 | 6035834.2179 | 6265561.252 | 6504378.7949 | 6752673.6565 | 7016604.7842 | 7291333.5318 | 7577314.0023 | 7875020.8173
76 | Annual Growth in Total Expenses | 3.769% |  |  | 1.708% | 6.344% | 2.463% | 2.273% | 3.964% | 4.127% | 4.318% | 3.322% | 3.989% | 3.454% | 3.696% | 3.48% | 3.959% | 3.563% | 3.914% | 3.964% | 4.239% | 4.03% | 3.146% | 4.626% | 3.796% | 3.801% | 3.806% | 3.812% | 3.817% | 3.909% | 3.915% | 3.922% | 3.929%
77
78 | Excess Cash Surplus/(Deficit) |  |  | 259249.3448 | 244297.8015 | 273712.5243 | 282562.4642 | 286794.108 | 296198.2778 | 309534.9796 | 327647.8875 | 320643.7163 | 331616.5784 | 331301.6278 | 338091.6856 | 339595.9053 | 356049.8163 | 358985.5099 | 373485.9705 | 389654.5326 | 415780.8537 | 434263.0063 | 417034.7076 | 463957.5532 | 476416.2478 | 489176.4516 | 502251.5425 | 515655.9482 | 529405.1287 | 548012.523 | 567245.6777 | 587124.4644 | 607669.9116
79
80 | Contributions/(Withdrawals) to Working Capital |  |  | -30620.6347 | -10166.72 | -15508.7836 | -10343.6946 | -10431.6686 | -13309.0298 | -14167.3769 | -15167.5693 | -14042.8689 | -15758.5779 | -15327.3866 | -16356.9031 | -16442.3826 | -18084.6794 | -18083.4979 | -19615.398 | -20609.7433 | -22244.5356 | -22779.3668 | -21586.1674 | -26262.3976 | -25260.1706 | -26366.7237 | -27524.4976 | -28736.0023 | -30003.8705 | -31605.8411 | -33018.389 | -34496.5485 | -36043.5236
81 | Contributions/(Withdrawals) to Capital |  |  | -179249.3448 | -174297.8015 | -183712.5243 | -192562.4642 | -196794.108 | -206198.2778 | -219534.9796 | -237647.8875 | -230643.7163 | -241616.5784 | -281301.6278 | -288091.6856 | -289595.9053 | -306049.8163 | -323985.5099 | -343485.9705 | -364654.5326 | -395780.8537 | -419263.0063 | -417034.7076 | -463957.5532 | -476416.2478 | -489176.4516 | -502251.5425 | -515655.9482 | -529405.1287 | -548012.523 | -567245.6777 | -587124.4644 | -607669.9116
82 | Contributions/(Withdrawals) to RSF |  |  | -49379.3653 | -59833.28 | -74491.2164 | -79656.3054 | -79568.3314 | -76690.9702 | -75832.6231 | -74832.4307 | -75957.1311 | -74241.4221 | -34672.6134 | -33643.0969 | -33557.6174 | -31915.3206 | -16916.5021 | -10384.602 | -4390.2567 | 2244.5356 | 7779.3668 | 21586.1674 | 26262.3976 | 25260.1706 | 26366.7237 | 27524.4976 | 28736.0023 | 30003.8705 | 31605.8411 | 33018.389 | 34496.5485 | 36043.5236
83
84 | Net Annual Surplus/(Deficit) AFTER CONTRIBUTIONS |  |  | 0 | 0 | 0 | 0 | 0 | 0 | 0 | 0 | 0 | 0 | 0 | 0 | 0 | 0 | 0 | 0 | 0 | 0 | 0 | 0 | 0 | 0 | 0 | 0 | 0 | 0 | 0 | 0 | 0 | 0
85
86 | FINANCIAL RESERVES |  |  | 2024 | 2025 | 2026 | 2027 | 2028 | 2029 | 2030 | 2031 | 2032 | 2033 | 2034 | 2035 | 2036 | 2037 | 2038 | 2039 | 2040 | 2041 | 2042 | 2043 | 2044 | 2045 | 2046 | 2047 | 2048 | 2049 | 2050 | 2051 | 2052 | 2053
87
88 | Working Capital Fund
89 | Target Balance (Days Cash Annual Op Exp) |  | 90 | 266977.7718 | 277144.4918 | 292653.2754 | 302996.9699 | 313428.6386 | 326737.6683 | 340905.0452 | 356072.6145 | 370115.4834 | 385874.0613 | 401201.4479 | 417558.3509 | 434000.7335 | 452085.4129 | 470168.9108 | 489784.3088 | 510394.0521 | 532638.5877 | 555417.9545 | 577004.122 | 603266.5196 | 628526.6901 | 654893.4139 | 682417.9114 | 711153.9137 | 741157.7842 | 772763.6253 | 805782.0143 | 840278.5628 | 876322.0864
90 | Beginning Balance |  | 236357.1371 | 236357.1371 | 266977.7718 | 277144.4918 | 292653.2754 | 302996.9699 | 313428.6386 | 326737.6683 | 340905.0452 | 356072.6145 | 370115.4834 | 385874.0613 | 401201.4479 | 417558.3509 | 434000.7335 | 452085.4129 | 470168.9108 | 489784.3088 | 510394.0521 | 532638.5877 | 555417.9545 | 577004.122 | 603266.5196 | 628526.6901 | 654893.4139 | 682417.9114 | 711153.9137 | 741157.7842 | 772763.6253 | 805782.0143 | 840278.5628
91 | Contributions / (Withdrawals) |  |  | 30620.6347 | 10166.72 | 15508.7836 | 10343.6946 | 10431.6686 | 13309.0298 | 14167.3769 | 15167.5693 | 14042.8689 | 15758.5779 | 15327.3866 | 16356.9031 | 16442.3826 | 18084.6794 | 18083.4979 | 19615.398 | 20609.7433 | 22244.5356 | 22779.3668 | 21586.1674 | 26262.3976 | 25260.1706 | 26366.7237 | 27524.4976 | 28736.0023 | 30003.8705 | 31605.8411 | 33018.389 | 34496.5485 | 36043.5236
92 | Ending Balance |  |  | 266977.7718 | 277144.4918 | 292653.2754 | 302996.9699 | 313428.6386 | 326737.6683 | 340905.0452 | 356072.6145 | 370115.4834 | 385874.0613 | 401201.4479 | 417558.3509 | 434000.7335 | 452085.4129 | 470168.9108 | 489784.3088 | 510394.0521 | 532638.5877 | 555417.9545 | 577004.122 | 603266.5196 | 628526.6901 | 654893.4139 | 682417.9114 | 711153.9137 | 741157.7842 | 772763.6253 | 805782.0143 | 840278.5628 | 876322.0864
93 | Days Cash (UDC Op. Ex.) |  |  | 90 | 90 | 90 | 90 | 90 | 90 | 90 | 90 | 90 | 90 | 90 | 90 | 90 | 90 | 90 | 90 | 90 | 90 | 90 | 90 | 90 | 90 | 90 | 90 | 90 | 90 | 90 | 90 | 90 | 90
94
95 | Rate Stabilization Fund
96 | Target Balance |  | 20% | 216548.6371 | 224794.9767 | 237374.3234 | 245764.2089 | 254225.4513 | 265020.5532 | 276511.87 | 288814.454 | 300204.7809 | 312986.7386 | 325418.9522 | 338686.218 | 352022.8172 | 366691.5016 | 381359.2277 | 397269.4949 | 413986.2867 | 432029.0767 | 450505.6742 | 468014.4545 | 489316.177 | 509804.982 | 531191.3246 | 553516.7504 | 576824.8411 | 601161.3138 | 626797.1627 | 653578.7449 | 681559.2787 | 710794.5812
97 | Beginning Balance |  | 191711.9001 | 191711.9001 | 241091.2654 | 300924.5454 | 375415.7618 | 455072.0672 | 534640.3986 | 611331.3688 | 687163.992 | 761996.4227 | 837953.5538 | 912194.9759 | 946867.5893 | 980510.6862 | 1014068.3036 | 1045983.6242 | 1062900.1264 | 1073284.7284 | 1077674.9851 | 1075430.4495 | 1067651.0827 | 1046064.9152 | 1019802.5176 | 994542.347 | 968175.6233 | 940651.1257 | 911915.1235 | 881911.253 | 850305.4119 | 817287.0229 | 782790.4744
98 | Contributions / (Withdrawals) |  |  | 49379.3653 | 59833.28 | 74491.2164 | 79656.3054 | 79568.3314 | 76690.9702 | 75832.6231 | 74832.4307 | 75957.1311 | 74241.4221 | 34672.6134 | 33643.0969 | 33557.6174 | 31915.3206 | 16916.5021 | 10384.602 | 4390.2567 | -2244.5356 | -7779.3668 | -21586.1674 | -26262.3976 | -25260.1706 | -26366.7237 | -27524.4976 | -28736.0023 | -30003.8705 | -31605.8411 | -33018.389 | -34496.5485 | -36043.5236
99 | Ending Balance |  | 191711.9001 | 241091.2654 | 300924.5454 | 375415.7618 | 455072.0672 | 534640.3986 | 611331.3688 | 687163.992 | 761996.4227 | 837953.5538 | 912194.9759 | 946867.5893 | 980510.6862 | 1014068.3036 | 1045983.6242 | 1062900.1264 | 1073284.7284 | 1077674.9851 | 1075430.4495 | 1067651.0827 | 1046064.9152 | 1019802.5176 | 994542.347 | 968175.6233 | 940651.1257 | 911915.1235 | 881911.253 | 850305.4119 | 817287.0229 | 782790.4744 | 746746.9508
100 | In Excess of Target |  |  | 24542.6283 | 76129.5687 | 138041.4384 | 209307.8583 | 280414.9473 | 346310.8156 | 410652.1219 | 473181.9687 | 537748.7729 | 599208.2373 | 621448.6371 | 641824.4683 | 662045.4864 | 679292.1226 | 681540.8987 | 676015.2335 | 663688.6984 | 643401.3728 | 617145.4085 | 578050.4607 | 530486.3406 | 484737.365 | 436984.2988 | 387134.3754 | 335090.2824 | 280749.9392 | 223508.2491 | 163708.2779 | 101231.1956 | 35952.3696
101 | Days Cash (UDC Op. Ex.) |  |  | 81.2735 | 97.7223 | 115.452 | 135.1713 | 153.5202 | 168.3914 | 181.4134 | 192.6003 | 203.7629 | 212.7574 | 212.4072 | 211.338 | 210.2903 | 208.2317 | 203.4609 | 197.2207 | 190.0311 | 181.7156 | 173.0023 | 163.1632 | 152.1421 | 142.4105 | 133.0534 | 124.0568 | 115.4073 | 107.0919 | 99.0309 | 91.285 | 83.8426 | 76.6924
102
103 | KEY PERFORMANCE INDICATORS |  |  | 2024 | 2025 | 2026 | 2027 | 2028 | 2029 | 2030 | 2031 | 2032 | 2033 | 2034 | 2035 | 2036 | 2037 | 2038 | 2039 | 2040 | 2041 | 2042 | 2043 | 2044 | 2045 | 2046 | 2047 | 2048 | 2049 | 2050 | 2051 | 2052 | 2053
104 | Revenue Requirement ($000) |  | Year | 1 | 2 | 3 | 4 | 5 | 6 | 7 | 8 | 9 | 10 | 11 | 12 | 13 | 14 | 15 | 16 | 17 | 18 | 19 | 20 | 21 | 22 | 23 | 24 | 25 | 26 | 27 | 28 | 29 | 30
105 | SDG&E Rates |  |  | 2737172.4167 | 2955152.4762 | 3162845.5015 | 3356883.0868 | 3385313.4022 | 3516420.2726 | 3652621.4018 | 3794115.2425 | 3941107.9938 | 4093813.9046 | 4252455.5875 | 4417264.3465 | 4586676.5935 | 4762605.9267 | 4945303.661 | 5135030.8209 | 5332058.5173 | 5536668.3372 | 5749152.7494 | 5969815.5254 | 6198972.1771 | 6436950.4114 | 6684090.6019 | 6940746.2791 | 7207284.6405 | 7484087.0788 | 7771549.732 | 8070084.0542 | 8380117.4085 | 8702093.6833
106 | San Diego Muni Rates |  |  | 2695875.9466 | 2741933.9333 | 2915887.6599 | 2987710.2942 | 3055607.5884 | 3176732.9834 | 3307824.6718 | 3450650.8314 | 3565297.443 | 3707507.7937 | 3835567.9744 | 3977315.9321 | 4115743.6384 | 4278685.4938 | 4431153.3262 | 4604599.1731 | 4787105.3689 | 4990046.0982 | 5191160.4547 | 5354472.7931 | 5602189.23 | 5814827.9803 | 6035834.2179 | 6265561.252 | 6504378.7949 | 6752673.6565 | 7016604.7842 | 7291333.5318 | 7577314.0023 | 7875020.8173
107 | Difference |  |  | 41296.4701 | 213218.5428 | 246957.8416 | 369172.7926 | 329705.8139 | 339687.2893 | 344796.73 | 343464.4111 | 375810.5509 | 386306.1109 | 416887.6131 | 439948.4144 | 470932.9551 | 483920.4329 | 514150.3348 | 530431.6478 | 544953.1484 | 546622.2391 | 557992.2947 | 615342.7323 | 596782.9472 | 622122.4311 | 648256.384 | 675185.0271 | 702905.8456 | 731413.4223 | 754944.9478 | 778750.5224 | 802803.4062 | 827072.866
108 | Cum. Difference |  |  | 41296.4701 | 254515.0129 | 501472.8545 | 870645.6471 | 1200351.461 | 1540038.7502 | 1884835.4802 | 2228299.8913 | 2604110.4422 | 2990416.5531 | 3407304.1662 | 3847252.5805 | 4318185.5356 | 4802105.9685 | 5316256.3033 | 5846687.9511 | 6391641.0995 | 6938263.3386 | 7496255.6332 | 8111598.3655 | 8708381.3126 | 9330503.7438 | 9978760.1277 | 10653945.1549 | 11356851.0004 | 12088264.4227 | 12843209.3705 | 13621959.8929 | 14424763.2991 | 15251836.1652
109
110 | Present Value (PV) Difference |  | 4% | 39708.1443 | 197132.5285 | 219544.6219 | 315570.4503 | 270994.1457 | 268459.7989 | 262017.177 | 250966.081 | 264039.5081 | 260974.5667 | 270802.2441 | 274790.4816 | 282830.1291 | 279451.9921 | 285489.43 | 283201.7934 | 279764.3666 | 269828.1088 | 264846.8153 | 280834.3904 | 261888.4104 | 262507.911 | 263014.6857 | 263404.1782 | 263671.7931 | 263812.9462 | 261827.4174 | 259695.755 | 257420.0479 | 255002.0044
111 | CUM. Present Value (PV) Difference |  |  | 39708.1443 | 236840.6728 | 456385.2948 | 771955.7451 | 1042949.8908 | 1311409.6897 | 1573426.8667 | 1824392.9476 | 2088432.4558 | 2349407.0225 | 2620209.2666 | 2894999.7482 | 3177829.8773 | 3457281.8694 | 3742771.2993 | 4025973.0927 | 4305737.4594 | 4575565.5681 | 4840412.3835 | 5121246.7739 | 5383135.1843 | 5645643.0953 | 5908657.781 | 6172061.9592 | 6435733.7523 | 6699546.6985 | 6961374.116 | 7221069.8709 | 7478489.9188 | 7733491.9232
112
113 | Growth Rates | Average
114 | SDG&E Rates | 4.076% |  |  | 7.964% | 7.028% | 6.135% | 0.8469% | 3.873% | 3.873% | 3.874% | 3.874% | 3.875% | 3.875% | 3.876% | 3.835% | 3.836% | 3.836% | 3.837% | 3.837% | 3.837% | 3.838% | 3.838% | 3.839% | 3.839% | 3.839% | 3.84% | 3.84% | 3.841% | 3.841% | 3.841% | 3.842% | 3.842%
115 | San Diego Muni Rates | 3.769% |  |  | 1.708% | 6.344% | 2.463% | 2.273% | 3.964% | 4.127% | 4.318% | 3.322% | 3.989% | 3.454% | 3.696% | 3.48% | 3.959% | 3.563% | 3.914% | 3.964% | 4.239% | 4.03% | 3.146% | 4.626% | 3.796% | 3.801% | 3.806% | 3.812% | 3.817% | 3.909% | 3.915% | 3.922% | 3.929%
116
117 | Liquidity and Debt Service Coverage Ratio (DSCR) |  |  | 2024 | 2025 | 2026 | 2027 | 2028 | 2029 | 2030 | 2031 | 2032 | 2033 | 2034 | 2035 | 2036 | 2037 | 2038 | 2039 | 2040 | 2041 | 2042 | 2043 | 2044 | 2045 | 2046 | 2047 | 2048 | 2049 | 2050 | 2051 | 2052 | 2053
118 | Annual UDC Operating Expenses |  |  | 1082743.1855 | 1123974.8834 | 1186871.6168 | 1228821.0447 | 1271127.2564 | 1325102.766 | 1382559.3501 | 1444072.2698 | 1501023.9047 | 1564933.693 | 1627094.7608 | 1693431.0899 | 1760114.086 | 1833457.5081 | 1906796.1383 | 1986347.4745 | 2069931.4334 | 2160145.3834 | 2252528.3711 | 2340072.2724 | 2446580.885 | 2549024.91 | 2655956.6228 | 2767583.7519 | 2884124.2055 | 3005806.5691 | 3133985.8137 | 3267893.7247 | 3407796.3936 | 3553972.906
119 | Targeted Cash and Reserve Balances |  |  | 483526.4089 | 501939.4685 | 530027.5987 | 548761.1789 | 567654.0898 | 591758.2215 | 617416.9152 | 644887.0684 | 670320.2643 | 698860.7999 | 726620.4 | 756244.5689 | 786023.5507 | 818776.9146 | 851528.1385 | 887053.8037 | 924380.3387 | 964667.6643 | 1005923.6287 | 1045018.5764 | 1092582.6966 | 1138331.6721 | 1186084.7384 | 1235934.6618 | 1287978.7548 | 1342319.098 | 1399560.7881 | 1459360.7593 | 1521837.8415 | 1587116.6676
120 | Cash and Reserve Balances |  |  | 508069.0372 | 578069.0372 | 668069.0372 | 758069.0372 | 848069.0372 | 938069.0372 | 1028069.0372 | 1118069.0372 | 1208069.0372 | 1298069.0372 | 1348069.0372 | 1398069.0372 | 1448069.0372 | 1498069.0372 | 1533069.0372 | 1563069.0372 | 1588069.0372 | 1608069.0372 | 1623069.0372 | 1623069.0372 | 1623069.0372 | 1623069.0372 | 1623069.0372 | 1623069.0372 | 1623069.0372 | 1623069.0372 | 1623069.0372 | 1623069.0372 | 1623069.0372 | 1623069.0372
121 | Excess Cash Surplus/(Deficit) |  |  | 24542.6283 | 76129.5687 | 138041.4384 | 209307.8583 | 280414.9473 | 346310.8156 | 410652.1219 | 473181.9687 | 537748.7729 | 599208.2373 | 621448.6371 | 641824.4683 | 662045.4864 | 679292.1226 | 681540.8987 | 676015.2335 | 663688.6984 | 643401.3728 | 617145.4085 | 578050.4607 | 530486.3406 | 484737.365 | 436984.2988 | 387134.3754 | 335090.2824 | 280749.9392 | 223508.2491 | 163708.2779 | 101231.1956 | 35952.3696
122 | Days Cash |  |  | 171.2735 | 187.7223 | 205.452 | 225.1713 | 243.5202 | 258.3914 | 271.4134 | 282.6003 | 293.7629 | 302.7574 | 302.4072 | 301.338 | 300.2903 | 298.2317 | 293.4609 | 287.2207 | 280.0311 | 271.7156 | 263.0023 | 253.1632 | 242.1421 | 232.4105 | 223.0534 | 214.0568 | 205.4073 | 197.0919 | 189.0309 | 181.285 | 173.8426 | 166.6924
123 | % Cash |  |  | 46.92% | 51.43% | 56.29% | 61.69% | 66.72% | 70.79% | 74.36% | 77.42% | 80.48% | 82.95% | 82.85% | 82.56% | 82.27% | 81.71% | 80.4% | 78.69% | 76.72% | 74.44% | 72.06% | 69.36% | 66.34% | 63.67% | 61.11% | 58.65% | 56.28% | 54% | 51.79% | 49.67% | 47.63% | 45.67%
124
125 | Net Operating Surplus | Legal Covenant |  | 470205.1065 | 465486.6105 | 566912.6514 | 587067.9594 | 602853.4118 | 624363.5101 | 650589.1401 | 682654.3874 | 689191.3398 | 714349.5436 | 725044.7639 | 743110.7561 | 755949.7855 | 784382.5138 | 799999.0292 | 827943.5614 | 858384.7346 | 900001.9537 | 934894.098 | 933988.5751 | 995578.5801 | 1023098.2927 | 1051322.9046 | 1080275.7485 | 1109981.6626 | 1140467.0065 | 1176398.8025 | 1213564.3795 | 1252004.0194 | 1291759.8263
126 | Minimum Coverage Requirement | 1.2 |  | 316433.6425 | 331783.2135 | 439800.1907 | 456758.2429 | 474088.9556 | 492247.8485 | 511581.2407 | 532509.7498 | 552821.4352 | 574099.4479 | 590614.7042 | 607528.6058 | 624530.8203 | 642499.0461 | 661520.2789 | 681686.3864 | 703095.303 | 726331.6501 | 750946.6375 | 775430.8012 | 797431.5403 | 820023.0672 | 843219.6795 | 867036.309 | 891488.5716 | 916592.8167 | 942579.4192 | 969478.0526 | 997319.3326 | 1026134.872
127 | Excess Cash Surplus/(Deficit) |  |  | 153771.464 | 133703.397 | 127112.4607 | 130309.7165 | 128764.4562 | 132115.6616 | 139007.8993 | 150144.6376 | 136369.9046 | 140250.0958 | 134430.0597 | 135582.1503 | 131418.9652 | 141883.4676 | 138478.7503 | 146257.175 | 155289.4316 | 173670.3037 | 183947.4604 | 158557.7739 | 198147.0398 | 203075.2254 | 208103.2251 | 213239.4395 | 218493.091 | 223874.1898 | 233819.3833 | 244086.3269 | 254684.6868 | 265624.9543
128 | Annual Debt Service | Average | Policy Target | 210955.7616 | 221188.809 | 293200.1271 | 304505.4952 | 316059.3038 | 328165.2324 | 341054.1605 | 355006.4999 | 368547.6235 | 382732.9652 | 393743.1361 | 405019.0705 | 416353.8802 | 428332.6974 | 441013.5193 | 454457.5909 | 468730.202 | 484221.1001 | 500631.0917 | 516953.8675 | 531621.0269 | 546682.0448 | 562146.453 | 578024.206 | 594325.7144 | 611061.8778 | 628386.2795 | 646318.7017 | 664879.5551 | 684089.9147
129 | DSCR | 1.8878 | 1.5 | 2.2289 | 2.1045 | 1.9335 | 1.9279 | 1.9074 | 1.9026 | 1.9076 | 1.9229 | 1.87 | 1.8664 | 1.8414 | 1.8348 | 1.8156 | 1.8312 | 1.814 | 1.8218 | 1.8313 | 1.8587 | 1.8674 | 1.8067 | 1.8727 | 1.8715 | 1.8702 | 1.8689 | 1.8676 | 1.8664 | 1.8721 | 1.8777 | 1.8831 | 1.8883
130
131 | Projected Average Rates |  |  | 2024 | 2025 | 2026 | 2027 | 2028 | 2029 | 2030 | 2031 | 2032 | 2033 | 2034 | 2035 | 2036 | 2037 | 2038 | 2039 | 2040 | 2041 | 2042 | 2043 | 2044 | 2045 | 2046 | 2047 | 2048 | 2049 | 2050 | 2051 | 2052 | 2053 | TOTAL
132 | SDG&E UDC Rate ($/kWh)
133 | Total Usage (MWh) |  |  | 7384906.7422 | 7446935.6516 | 7509524.5699 | 7572678.5578 | 7636402.7221 | 7700702.2156 | 7765582.2378 | 7831048.0353 | 7897104.902 | 7963758.18 | 8031013.2596 | 8098875.5799 | 8164124.8366 | 8229937.0242 | 8296317.0155 | 8363269.7259 | 8430800.1134 | 8498913.1792 | 8567613.9677 | 8636907.5672 | 8706799.1104 | 8777293.7742 | 8848396.7808 | 8920113.3977 | 8992448.9379 | 9065408.761 | 9138998.2727 | 9213222.9261 | 9288088.2212 | 9363599.7063 | 250340785.9717
134 | Total Non-Commodity Costs |  |  | 1594244.762 | 1802680.0367 | 2000742.1098 | 2185061.7968 | 2203686.482 | 2289153.5654 | 2377945.2201 | 2470191.0683 | 2566025.7954 | 2665589.3475 | 2769027.1379 | 2876490.2603 | 2986996.8266 | 3101760.4547 | 3220945.5023 | 3344722.6838 | 3473269.3163 | 3606769.5762 | 3745414.7637 | 3889403.5797 | 4038942.4122 | 4194245.6338 | 4355535.9114 | 4523044.5275 | 4697011.7137 | 4877686.9979 | 5065329.564 | 5260208.6266 | 5462603.8192 | 5672805.5983 | 103317535.0904
135 | Averge UDC Rate |  |  | 0.21588 | 0.24207 | 0.26643 | 0.28855 | 0.28858 | 0.29727 | 0.30622 | 0.31544 | 0.32493 | 0.33472 | 0.34479 | 0.35517 | 0.36587 | 0.37689 | 0.38824 | 0.39993 | 0.41197 | 0.42438 | 0.43716 | 0.45032 | 0.46388 | 0.47785 | 0.49224 | 0.50706 | 0.52233 | 0.53805 | 0.55425 | 0.57094 | 0.58813 | 0.60584 | 0.41271
136 | Annual Growth Rate |  |  |  | 12.13% | 10.06% | 8.302% | 0.01077% | 3.011% | 3.011% | 3.011% | 3.011% | 3.011% | 3.011% | 3.01% | 3.012% | 3.012% | 3.012% | 3.012% | 3.011% | 3.011% | 3.011% | 3.011% | 3.011% | 3.011% | 3.011% | 3.011% | 3.011% | 3.011% | 3.011% | 3.011% | 3.011% | 3.011%
137
138 | San Diego Muni ($/kWh)
139 | Total Usage (MWh) |  |  | 7384906.7422 | 7446935.6516 | 7509524.5699 | 7572678.5578 | 7636402.7221 | 7700702.2156 | 7765582.2378 | 7831048.0353 | 7897104.902 | 7963758.18 | 8031013.2596 | 8098875.5799 | 8164124.8366 | 8229937.0242 | 8296317.0155 | 8363269.7259 | 8430800.1134 | 8498913.1792 | 8567613.9677 | 8636907.5672 | 8706799.1104 | 8777293.7742 | 8848396.7808 | 8920113.3977 | 8992448.9379 | 9065408.761 | 9138998.2727 | 9213222.9261 | 9288088.2212 | 9363599.7063 | 250340785.9717
140 | Total Non-Commodity Costs |  |  | 1552948.292 | 1589461.4939 | 1753784.2682 | 1815889.0042 | 1873980.6682 | 1949466.2762 | 2033148.4901 | 2126726.6572 | 2190215.2445 | 2279283.2366 | 2352139.5248 | 2436541.846 | 2516063.8716 | 2617840.0218 | 2706795.1675 | 2814291.0359 | 2928316.168 | 3060147.3371 | 3187422.469 | 3274060.8475 | 3442159.465 | 3572123.2027 | 3707279.5275 | 3847859.5004 | 3994105.8681 | 4146273.5756 | 4310384.6162 | 4481458.1042 | 4659800.413 | 4845732.7323 | 88065698.9253
141 | Averge UDC Rate |  |  | 0.21029 | 0.21344 | 0.23354 | 0.23979 | 0.2454 | 0.25315 | 0.26182 | 0.27158 | 0.27734 | 0.28621 | 0.29288 | 0.30085 | 0.30819 | 0.31809 | 0.32626 | 0.33651 | 0.34734 | 0.36006 | 0.37203 | 0.37908 | 0.39534 | 0.40697 | 0.41898 | 0.43137 | 0.44416 | 0.45737 | 0.47165 | 0.48642 | 0.5017 | 0.51751 | 0.35178
142 | Annual Growth Rate |  |  |  | 1.499% | 9.419% | 2.678% | 2.338% | 3.159% | 3.421% | 3.728% | 2.124% | 3.196% | 2.332% | 2.72% | 2.438% | 3.213% | 2.571% | 3.139% | 3.218% | 3.664% | 3.324% | 1.894% | 4.29% | 2.942% | 2.95% | 2.958% | 2.966% | 2.974% | 3.121% | 3.131% | 3.141% | 3.152%
143
144 | Average UDC Rate ($/kWh)
145 | San Diego Municipal Utility |  |  | 0.21029 | 0.21344 | 0.23354 | 0.23979 | 0.2454 | 0.25315 | 0.26182 | 0.27158 | 0.27734 | 0.28621 | 0.29288 | 0.30085 | 0.30819 | 0.31809 | 0.32626 | 0.33651 | 0.34734 | 0.36006 | 0.37203 | 0.37908 | 0.39534 | 0.40697 | 0.41898 | 0.43137 | 0.44416 | 0.45737 | 0.47165 | 0.48642 | 0.5017 | 0.51751 | 0.35178
146 | SDG&E Rates |  |  | 0.21588 | 0.24207 | 0.26643 | 0.28855 | 0.28858 | 0.29727 | 0.30622 | 0.31544 | 0.32493 | 0.33472 | 0.34479 | 0.35517 | 0.36587 | 0.37689 | 0.38824 | 0.39993 | 0.41197 | 0.42438 | 0.43716 | 0.45032 | 0.46388 | 0.47785 | 0.49224 | 0.50706 | 0.52233 | 0.53805 | 0.55425 | 0.57094 | 0.58813 | 0.60584 | 0.41271
147 | Increase/(Decrease) to SD Rates | 20-Year Average | 30-Year Average | -0.005592 | -0.028632 | -0.032886 | -0.048751 | -0.043176 | -0.044111 | -0.044401 | -0.043859 | -0.047588 | -0.048508 | -0.05191 | -0.054322 | -0.057683 | -0.0588 | -0.061973 | -0.063424 | -0.064638 | -0.064317 | -0.065128 | -0.071246 | -0.068542 | -0.070879 | -0.073263 | -0.075692 | -0.078166 | -0.080682 | -0.082607 | -0.084525 | -0.086434 | -0.088329 | -0.060924
148 | Est. Annual % Savings in UDC Rate | 14.31% | 14.48% | 2.59% | 11.83% | 12.34% | 16.9% | 14.96% | 14.84% | 14.5% | 13.9% | 14.65% | 14.49% | 15.06% | 15.29% | 15.77% | 15.6% | 15.96% | 15.86% | 15.69% | 15.16% | 14.9% | 15.82% | 14.78% | 14.83% | 14.88% | 14.93% | 14.96% | 15% | 14.9% | 14.8% | 14.7% | 14.58% | 14.76%
149
150 | Average All-In Rate ($/kWh)
151 | San Diego Municipal Utility |  |  | 0.36505 | 0.3682 | 0.38829 | 0.39454 | 0.40014 | 0.41253 | 0.42596 | 0.44064 | 0.45147 | 0.46555 | 0.47759 | 0.49109 | 0.50413 | 0.51989 | 0.53411 | 0.55057 | 0.56781 | 0.58714 | 0.60591 | 0.61995 | 0.64343 | 0.66249 | 0.68214 | 0.70241 | 0.72332 | 0.74488 | 0.76777 | 0.7914 | 0.81581 | 0.84102
152 | SDG&E Rates |  |  | 0.37064 | 0.39683 | 0.42118 | 0.44329 | 0.44331 | 0.45664 | 0.47036 | 0.4845 | 0.49906 | 0.51406 | 0.5295 | 0.54542 | 0.56181 | 0.57869 | 0.59608 | 0.614 | 0.63245 | 0.65146 | 0.67103 | 0.6912 | 0.71197 | 0.73336 | 0.7554 | 0.7781 | 0.80148 | 0.82557 | 0.85037 | 0.87592 | 0.90224 | 0.92935
153 | Increase/(Decrease) to SD Rates | 20-Year Average | 30-Year Average | -0.005592 | -0.028632 | -0.032886 | -0.048751 | -0.043176 | -0.044111 | -0.044401 | -0.043859 | -0.047588 | -0.048508 | -0.05191 | -0.054322 | -0.057683 | -0.0588 | -0.061973 | -0.063424 | -0.064638 | -0.064317 | -0.065128 | -0.071246 | -0.068542 | -0.070879 | -0.073263 | -0.075692 | -0.078166 | -0.080682 | -0.082607 | -0.084525 | -0.086434 | -0.088329
154 | Overall % Savings to IOU | 9.271% | 9.404% | 1.509% | 7.215% | 7.808% | 11% | 9.739% | 9.66% | 9.44% | 9.053% | 9.536% | 9.436% | 9.803% | 9.96% | 10.27% | 10.16% | 10.4% | 10.33% | 10.22% | 9.873% | 9.706% | 10.31% | 9.627% | 9.665% | 9.698% | 9.728% | 9.753% | 9.773% | 9.714% | 9.65% | 9.58% | 9.504%
155

## Assumptions
| City of San Diego Electric Municipalization - Pro Forma Financial Analysis ($000) |  | PROPRIETARY AND CONFIDENTIAL |  | THE CONFIDENTIALITY OF THIS XLS SPREADSHEET WAS VOIDED IN AUGUST 17, 2024 VIA A PRA REQUEST SETTLEMENT BETWEEN PLAINTIFF W. POWERS AND THE CITY OF SAN DIEGO
Line |  |  |  | Base Year | Forecast Years ->
No. | Item |  |  | 2023 | 2024 | 2025 | 2026 | 2027 | 2028 | 2029 | 2030 | 2031 | 2032 | 2033 | 2034 | 2035 | 2036 | 2037 | 2038 | 2039 | 2040 | 2041 | 2042 | 2043 | 2044 | 2045 | 2046 | 2047 | 2048 | 2049 | 2050 | 2051 | 2052 | 2053
1 | Assumptions
2
3 | Estimated Load (MWh) |  |  | 7318342.0401 | 7384906.7422 | 7446935.6516 | 7509524.5699 | 7572678.5578 | 7636402.7221 | 7700702.2156 | 7765582.2378 | 7831048.0353 | 7897104.902 | 7963758.18 | 8031013.2596 | 8098875.5799 | 8164124.8366 | 8229937.0242 | 8296317.0155 | 8363269.7259 | 8430800.1134 | 8498913.1792 | 8567613.9677 | 8636907.5672 | 8706799.1104 | 8777293.7742 | 8848396.7808 | 8920113.3977 | 8992448.9379 | 9065408.761 | 9138998.2727 | 9213222.9261 | 9288088.2212 | 9363599.7063
4
5 | TAC SERVICE COSTS |  |  | 2023 | 2024 | 2025 | 2026 | 2027 | 2028 | 2029 | 2030 | 2031 | 2032 | 2033 | 2034 | 2035 | 2036 | 2037 | 2038 | 2039 | 2040 | 2041 | 2042 | 2043 | 2044 | 2045 | 2046 | 2047 | 2048 | 2049 | 2050 | 2051 | 2052 | 2053
6 | Total MWh | Growth |  | 7318342.0401 | 7384906.7422 | 7446935.6516 | 7509524.5699 | 7572678.5578 | 7636402.7221 | 7700702.2156 | 7765582.2378 | 7831048.0353 | 7897104.902 | 7963758.18 | 8031013.2596 | 8098875.5799 | 8164124.8366 | 8229937.0242 | 8296317.0155 | 8363269.7259 | 8430800.1134 | 8498913.1792 | 8567613.9677 | 8636907.5672 | 8706799.1104 | 8777293.7742 | 8848396.7808 | 8920113.3977 | 8992448.9379 | 9065408.761 | 9138998.2727 | 9213222.9261 | 9288088.2212 | 9363599.7063
7 | TAC (1) | 5% | 14.6691 | 14.6691 | 15.4026 | 16.1727 | 16.9813 | 17.8304 | 18.7219 | 19.658 | 20.6409 | 21.6729 | 22.7566 | 23.8944 | 25.0891 | 26.3436 | 27.6608 | 29.0438 | 30.496 | 32.0208 | 33.6218 | 35.3029 | 37.0681 | 38.9215 | 40.8676 | 42.9109 | 45.0565 | 47.3093 | 49.6748 | 52.1585 | 54.7664 | 57.5048 | 60.38 | 63.399
8 | Assumed Cost per MWh (2023) |  |  | 107353491.2211 | 113746432.2671 | 120436927.7534 | 127521616.3955 | 135023756.9913 | 142967982.3912 | 151380380.7585 | 160288581.6397 | 169721847.1302 | 179711168.4367 | 190289368.156 | 201491208.6093 | 213353506.59 | 225826026.984 | 239028765.3078 | 253004528.1438 | 267798634.2774 | 283459062.2754 | 300036606.7403 | 317585043.7522 | 336161306.0376 | 355825668.4401 | 376641944.295 | 398677693.3543 | 422004441.9373 | 446697916.0298 | 472838288.0917 | 500510438.3809 | 529804231.647 | 560814810.1009 | 593642903.6162
9 | Annual Growth |  |  |  | 5.955% | 5.882% | 5.882% | 5.883% | 5.884% | 5.884% | 5.885% | 5.885% | 5.886% | 5.886% | 5.887% | 5.887% | 5.846% | 5.846% | 5.847% | 5.847% | 5.848% | 5.848% | 5.849% | 5.849% | 5.85% | 5.85% | 5.851% | 5.851% | 5.851% | 5.852% | 5.852% | 5.853% | 5.853% | 5.854%
10 | TAC Balancing Account Adjustment (2) | 11% |  | -11808884.0343 | -12512107.5494 | -13248062.0529 | -14027377.8035 | -14852613.269 | -15726478.063 | -16651841.8834 | -17631743.9804 | -18669403.1843 | -19768228.528 | -20931830.4972 | -22164032.947 | -23468885.7249 | -24840862.9682 | -26293164.1839 | -27830498.0958 | -29457849.7705 | -31180496.8503 | -33004026.7414 | -34934354.8127 | -36977743.6641 | -39140823.5284 | -41430613.8725 | -43854546.269 | -46420488.6131 | -49136770.7633 | -52012211.6901 | -55056148.2219 | -58278465.4812 | -61689629.1111 | -65300719.3978
11 | Net TAC Cost |  |  | 95544607.1868 | 101234324.7177 | 107188865.7006 | 113494238.592 | 120171143.7222 | 127241504.3282 | 134728538.8751 | 142656837.6594 | 151052443.9459 | 159942939.9087 | 169357537.6589 | 179327175.6623 | 189884620.8651 | 200985164.0157 | 212735601.124 | 225174030.048 | 238340784.5069 | 252278565.4251 | 267032579.9989 | 282650688.9394 | 299183562.3735 | 316684844.9117 | 335211330.4226 | 354823147.0853 | 375583953.3242 | 397561145.2665 | 420826076.4016 | 445454290.159 | 471525766.1659 | 499125180.9898 | 528342184.2184
12 | (1) Source: CA ISO SDG&E High Voltage TAC rate as of January 01, 2023 based on Filed Annual TRR/TRBA and Load Data.
13 | (2) Source: SDG&E Advice Letter ELEC_4133-E assuming 2023 Balancing Account Adjustment of $0.01615.
14
15 | O&M COSTS (3) |  |  | 2023 | 2024 | 2025 | 2026 | 2027 | 2028 | 2029 | 2030 | 2031 | 2032 | 2033 | 2034 | 2035 | 2036 | 2037 | 2038 | 2039 | 2040 | 2041 | 2042 | 2043 | 2044 | 2045 | 2046 | 2047 | 2048 | 2049 | 2050 | 2051 | 2052 | 2053
16 | Transmission (2022$'s)
17 | Operations
18 | System Operation |  |  | 2312895.1016 | 2373079.395 | 2428618.0105 | 2484792.1212 | 2541879.4188 | 2598547.6062 | 2656443.3938 | 2716696.2265 | 2780603.5714 | 2840361.8214 | 2901411.4349 | 2958427.9248 | 3015162.741 | 3070379.3361 | 3127418.783 | 3186455.4256 | 3247662.5212 | 3311215.6877 | 3378935.2876 | 3449047.3534 | 3520614.227 | 3593666.0955 | 3668233.7721 | 3744348.7093 | 3822043.0126 | 3901349.4533 | 3982301.4829 | 4064933.2469 | 4149279.5995 | 4235376.1179 | 4323259.1176
19 | Planning |  |  | 503368.2689 | 516466.5125 | 528553.6914 | 540779.1766 | 553203.4037 | 565536.4176 | 578136.601 | 591249.7612 | 605158.2734 | 618163.7948 | 631450.3629 | 643859.1798 | 656206.6945 | 668223.7902 | 680637.6034 | 693486.0774 | 706806.9192 | 720638.3495 | 735376.544 | 750635.4241 | 766210.9222 | 782109.6081 | 798338.1876 | 814903.5062 | 831812.551 | 849072.4543 | 866690.4963 | 884674.1083 | 903030.8757 | 921768.5415 | 940895.0092
20 | Overhead |  |  | 1278502.0294 | 1311770.1794 | 1342470.332 | 1373521.7682 | 1405077.9878 | 1436402.5353 | 1468405.6651 | 1501711.7016 | 1537037.8477 | 1570070.4931 | 1603816.9673 | 1635334.0464 | 1666695.4245 | 1697217.5735 | 1728747.3427 | 1761381.1043 | 1795214.63 | 1830344.9964 | 1867778.4476 | 1906534.3852 | 1946094.4989 | 1986475.4752 | 2027694.3466 | 2069768.4993 | 2112715.6802 | 2156554.0045 | 2201301.963 | 2246978.4305 | 2293602.6734 | 2341194.3577 | 2389773.5576
21 | Underground |  |  | 4442.7516 | 4558.3573 | 4665.0393 | 4772.942 | 4882.5988 | 4991.4505 | 5102.6603 | 5218.3977 | 5341.1548 | 5455.9422 | 5573.21 | 5682.7308 | 5791.7105 | 5897.774 | 6007.3389 | 6120.7401 | 6238.3105 | 6360.3873 | 6490.4673 | 6625.1429 | 6762.6129 | 6902.9355 | 7046.1697 | 7192.3759 | 7341.6159 | 7493.9526 | 7649.4503 | 7808.1745 | 7970.1922 | 8135.5717 | 8304.3827
22 | Substations |  |  | 1421987.1195 | 1458988.923 | 1493134.5251 | 1527670.835 | 1562768.5797 | 1597608.652 | 1633203.4631 | 1670247.4051 | 1709538.1716 | 1746278.04 | 1783811.8495 | 1818866.061 | 1853747.0973 | 1887694.7186 | 1922763.0443 | 1959059.2626 | 1996689.8934 | 2035762.908 | 2077397.4805 | 2120502.9609 | 2164502.8693 | 2209415.7648 | 2255260.5917 | 2302056.6873 | 2349823.7903 | 2398582.0488 | 2448352.0289 | 2499154.7238 | 2551011.562 | 2603944.4166 | 2657975.6148
23 | Other |  |  | 3228157.0224 | 3312157.5244 | 3389673.9545 | 3468077.3589 | 3547755.3176 | 3626848.3154 | 3707654.701 | 3791750.8647 | 3880947.7089 | 3964353.5729 | 4049561.8206 | 4129140.9515 | 4208326.9446 | 4285393.9241 | 4365005.0966 | 4447403.7978 | 4532831.8466 | 4621534.3565 | 4716052.0464 | 4813908.9519 | 4913796.3638 | 5015756.4147 | 5119832.1112 | 5226067.3525 | 5334506.9486 | 5445196.6394 | 5558183.1136 | 5673514.0291 | 5791238.0323 | 5911404.7792 | 6034064.9563
24 | Total Operations |  |  | 8749352.2933 | 8977020.8917 | 9187115.5527 | 9399614.2017 | 9615567.3063 | 9829934.9771 | 10048946.4843 | 10276874.3569 | 10518626.7277 | 10744683.6644 | 10975625.6453 | 11191310.8943 | 11405930.6124 | 11614807.1166 | 11830579.2088 | 12053906.4076 | 12285444.1208 | 12525856.6854 | 12782030.2734 | 13047254.2184 | 13317981.4943 | 13594326.2937 | 13876405.1788 | 14164337.1306 | 14458243.5987 | 14758248.5528 | 15064478.535 | 15377062.7131 | 15696132.935 | 16021823.7846 | 16354272.6382
25 |  | Average | 2.107% |  | 2.602% | 2.34% | 2.313% | 2.297% | 2.229% | 2.228% | 2.268% | 2.352% | 2.149% | 2.149% | 1.965% | 1.918% | 1.831% | 1.858% | 1.888% | 1.921% | 1.957% | 2.045% | 2.075% | 2.075% | 2.075% | 2.075% | 2.075% | 2.075% | 2.075% | 2.075% | 2.075% | 2.075% | 2.075% | 2.075%
26 | Maintenance
27 | System Opp & Maintenance S&E |  |  | 767527.9052 | 787499.8982 | 805930.2356 | 824571.4604 | 843515.7238 | 862320.9066 | 881533.4652 | 901528.2027 | 922735.6801 | 942566.2916 | 962825.4387 | 981746.2047 | 1000573.4981 | 1018896.974 | 1037825.3582 | 1057416.5064 | 1077727.9134 | 1098817.8577 | 1121290.4215 | 1144556.9185 | 1168306.1895 | 1192548.252 | 1217293.3312 | 1242551.8647 | 1268334.5065 | 1294652.1316 | 1321515.8409 | 1348936.9655 | 1376927.0717 | 1405497.9655 | 1434661.6983
28 | Overhead |  |  | 3255162.8876 | 3339866.1144 | 3418031.0254 | 3497090.331 | 3577434.8534 | 3657189.5212 | 3738671.9106 | 3823471.5994 | 3913414.6397 | 3997518.254 | 4083439.3302 | 4163684.198 | 4243532.6391 | 4321244.3396 | 4401521.517 | 4484609.5429 | 4570752.259 | 4660196.8295 | 4755505.2281 | 4854180.7774 | 4954903.8196 | 5057716.84 | 5162663.2049 | 5269787.1807 | 5379133.9524 | 5490749.6423 | 5604681.33 | 5720977.0719 | 5839685.9214 | 5960857.95 | 6084544.268
29 | Underground |  |  | 129226.5627 | 132589.1922 | 135692.2574 | 138830.8292 | 142020.4227 | 145186.5996 | 148421.3653 | 151787.8242 | 155358.4689 | 158697.2944 | 162108.2713 | 165293.9086 | 168463.8083 | 171548.8815 | 174735.8015 | 178034.3092 | 181454.085 | 185004.9409 | 188788.5847 | 192705.9008 | 196704.5002 | 200786.0696 | 204952.3306 | 209205.0404 | 213545.9929 | 217977.019 | 222499.9879 | 227116.8072 | 231829.4244 | 236639.8273 | 241550.0447
30 | Substations |  |  | 3546874.6266 | 3639168.5413 | 3724338.2084 | 3810482.4213 | 3898027.0259 | 3984928.9161 | 4073713.3577 | 4166112.3789 | 4264115.6735 | 4355756.2414 | 4449377.1432 | 4536813.1627 | 4623817.2296 | 4708493.0716 | 4795964.2962 | 4886498.2635 | 4980360.6676 | 5077820.8219 | 5181670.292 | 5289188.6602 | 5398938.0077 | 5510964.6268 | 5625315.7704 | 5742039.6718 | 5861185.565 | 5982803.7059 | 6106945.3929 | 6233662.989 | 6363009.9436 | 6495040.8153 | 6629811.2948
31 | Other |  |  | 24531.619 | 25169.9611 | 25759.0289 | 26354.8371 | 26960.331 | 27561.3796 | 28175.4487 | 28814.5177 | 29492.3481 | 30126.1713 | 30773.6913 | 31378.4342 | 31980.1895 | 32565.8419 | 33170.8282 | 33796.9977 | 34446.1881 | 35120.2619 | 35838.5268 | 36582.1673 | 37341.2382 | 38116.0596 | 38906.9583 | 39714.268 | 40538.3292 | 41379.4894 | 42238.1035 | 43114.5337 | 44009.1495 | 44922.3284 | 45854.4555
32 | Total Maintenance |  |  | 7723323.6011 | 7924293.7072 | 8109750.7558 | 8297329.879 | 8487958.3568 | 8677187.3232 | 8870515.5474 | 9071714.5229 | 9285116.8102 | 9484664.2527 | 9688523.8748 | 9878915.9082 | 10068367.3645 | 10252749.1085 | 10443217.8011 | 10640355.6197 | 10844741.1131 | 11056960.7119 | 11283093.0531 | 11517214.4241 | 11756193.7553 | 12000131.848 | 12249131.5954 | 12503298.0256 | 12762738.3459 | 13027561.9883 | 13297880.6553 | 13573808.3673 | 13855461.5106 | 14142958.8865 | 14436421.7613
33 |  | Average | 2.107% |  | 2.602% | 2.34% | 2.313% | 2.297% | 2.229% | 2.228% | 2.268% | 2.352% | 2.149% | 2.149% | 1.965% | 1.918% | 1.831% | 1.858% | 1.888% | 1.921% | 1.957% | 2.045% | 2.075% | 2.075% | 2.075% | 2.075% | 2.075% | 2.075% | 2.075% | 2.075% | 2.075% | 2.075% | 2.075% | 2.075%
34 | Total Transmission O&M |  |  | 16472675.8944 | 16901314.5988 | 17296866.3085 | 17696944.0807 | 18103525.6631 | 18507122.3003 | 18919462.0317 | 19348588.8798 | 19803743.5379 | 20229347.9171 | 20664149.5202 | 21070226.8026 | 21474297.9769 | 21867556.2251 | 22273797.01 | 22694262.0274 | 23130185.2339 | 23582817.3973 | 24065123.3265 | 24564468.6425 | 25074175.2495 | 25594458.1417 | 26125536.7743 | 26667635.1563 | 27220981.9447 | 27785810.5411 | 28362359.1903 | 28950871.0804 | 29551594.4456 | 30164782.6711 | 30790694.3995
35 |  | Average | 2.107% |  | 2.602% | 2.34% | 2.313% | 2.297% | 2.229% | 2.228% | 2.268% | 2.352% | 2.149% | 2.149% | 1.965% | 1.918% | 1.831% | 1.858% | 1.888% | 1.921% | 1.957% | 2.045% | 2.075% | 2.075% | 2.075% | 2.075% | 2.075% | 2.075% | 2.075% | 2.075% | 2.075% | 2.075% | 2.075% | 2.075%
36 | Distribution (2022$'s)
37 | Operations
38 | System Operation |  |  | 9268406.8745 | 9557275.2237 | 9823845.5736 | 10093466.1291 | 10367469.7347 | 10639461.725 | 10917345.8644 | 11206543.1836 | 11513281.1737 | 11800104.6294 | 12093126.2815 | 12366790.029 | 12639101.8196 | 12904126.559 | 13177900.4942 | 13461260.4293 | 13755037.9528 | 14060075.9824 | 14385111.7669 | 14721630.7412 | 15066022.0922 | 15418469.9829 | 15779162.8845 | 16148293.677 | 16526059.7529 | 16912663.1222 | 17308310.5205 | 17713213.5199 | 18127588.642 | 18551657.4732 | 18985646.7841
39 | Overhead |  |  | 1601280.9616 | 1651188.0701 | 1697242.8055 | 1743824.5178 | 1791163.4794 | 1838154.8989 | 1886164.2913 | 1936128.2352 | 1989122.6398 | 2038676.4569 | 2089301.1218 | 2136581.3669 | 2183628.0376 | 2229415.7415 | 2276715.0235 | 2325670.4562 | 2376425.7113 | 2429126.4177 | 2485282.0894 | 2543421.6849 | 2602921.3725 | 2663812.9696 | 2726129.038 | 2789902.901 | 2855168.6617 | 2921961.2209 | 2990316.2959 | 3060270.4393 | 3131861.0593 | 3205126.4386 | 3280105.7561
40 | Underground |  |  | 1624681.0117 | 1675317.4293 | 1722045.1779 | 1769307.6042 | 1817338.3457 | 1865016.4665 | 1913727.436 | 1964421.5196 | 2018190.349 | 2068468.3125 | 2119832.7724 | 2167803.9395 | 2215538.1187 | 2261994.9336 | 2309985.4156 | 2359656.2504 | 2411153.2088 | 2464624.0482 | 2521600.3413 | 2580589.55 | 2640958.7263 | 2702740.1525 | 2765966.8663 | 2830672.6779 | 2896892.1889 | 2964660.8099 | 3034014.7802 | 3104991.1868 | 3177627.9842 | 3251964.0149 | 3328039.03
41 | Substations Distribution (MV & HV/MV XMR) |  |  | 3732311.6423 | 3848636.5639 | 3955982.2635 | 4064556.256 | 4174895.2669 | 4284424.2168 | 4396325.8869 | 4512783.282 | 4636304.1619 | 4751805.6215 | 4869803.0442 | 4980005.1971 | 5089662.9279 | 5196386.2228 | 5306632.7474 | 5420739.4756 | 5539041.2815 | 5661877.6012 | 5792766.8531 | 5928280.2917 | 6066963.8719 | 6208891.7549 | 6354139.8362 | 6502785.7873 | 6654909.0963 | 6810591.1111 | 6969915.0824 | 7132966.2086 | 7299831.6811 | 7470600.731 | 7645364.6769
42 | Transformers |  |  | 0 | 0 | 0 | 0 | 0 | 0 | 0 | 0 | 0 | 0 | 0 | 0 | 0 | 0 | 0 | 0 | 0 | 0 | 0 | 0 | 0 | 0 | 0 | 0 | 0 | 0 | 0 | 0 | 0 | 0 | 0
43 | Meter&Customers |  |  | 8860315.6317 | 9136465.005 | 9391298.1678 | 9649047.2346 | 9910986.3642 | 10171002.4507 | 10436651.2529 | 10713115.1115 | 11006347.3191 | 11280541.8363 | 11560661.6411 | 11822275.8767 | 12082597.6825 | 12335953.2887 | 12597672.8604 | 12868556.357 | 13149398.7519 | 13441005.8489 | 13751730.1925 | 14073432.1169 | 14402659.7945 | 14739589.2796 | 15084400.7447 | 15437278.5776 | 15798411.4791 | 16167992.5649 | 16546219.4679 | 16933294.4446 | 17329424.483 | 17734821.4132 | 18149702.0208
44 | Street Lights |  |  | 0 | 0 | 0 | 0 | 0 | 0 | 0 | 0 | 0 | 0 | 0 | 0 | 0 | 0 | 0 | 0 | 0 | 0 | 0 | 0 | 0 | 0 | 0 | 0 | 0 | 0 | 0 | 0 | 0 | 0 | 0
45 | Other |  |  | 28156853.6054 | 29034417.9947 | 29844242.4249 | 30663333.1936 | 31495739.4004 | 32322034.443 | 33166229.4745 | 34044793.2545 | 34976644.521 | 35847996.6488 | 36738178.5185 | 37569552.2574 | 38396818.8335 | 39201947.7938 | 40033656.2761 | 40894486.4402 | 41786964.6009 | 42713651.4912 | 43701090.3386 | 44723414.4144 | 45769654.2898 | 46840369.4404 | 47936132.43 | 49057529.2168 | 50205159.4666 | 51379636.8733 | 52581589.4877 | 53811660.0526 | 55070506.3469 | 56358801.5375 | 57677234.5389
46 | Total Operations |  |  | 53243849.7273 | 54903300.2868 | 56434656.4132 | 57983534.9353 | 59557592.5914 | 61120094.2008 | 62716444.2059 | 64377784.5863 | 66139890.1645 | 67787593.5054 | 69470903.3795 | 71043008.6667 | 72607347.4198 | 74129824.5394 | 75702562.8172 | 77330369.4088 | 79018021.5072 | 80770361.3895 | 82637581.5819 | 84570768.7991 | 86549180.1473 | 88573873.5799 | 90645931.7997 | 92766462.8377 | 94936600.6455 | 97157505.7023 | 99430365.6345 | 101756395.8518 | 104136840.1964 | 106572971.6085 | 109066092.8067
47 |  | Average | 2.419% |  | 3.117% | 2.789% | 2.745% | 2.715% | 2.624% | 2.612% | 2.649% | 2.737% | 2.491% | 2.483% | 2.263% | 2.202% | 2.097% | 2.122% | 2.15% | 2.182% | 2.218% | 2.312% | 2.339% | 2.339% | 2.339% | 2.339% | 2.339% | 2.339% | 2.339% | 2.339% | 2.339% | 2.339% | 2.339% | 2.339%
48 | Maintenance
49 | System Operation |  |  | 1106657.7597 | 1141148.9516 | 1172977.7384 | 1205170.723 | 1237887.0485 | 1270363.185 | 1303542.8504 | 1338073.3217 | 1374698.168 | 1408945.1974 | 1443932.2982 | 1476608.0443 | 1509122.3652 | 1540766.6045 | 1573455.5071 | 1607288.9884 | 1642366.341 | 1678788.2102 | 1717597.8328 | 1757778.5606 | 1798899.2587 | 1840981.9164 | 1884049.0372 | 1928123.6512 | 1973229.3274 | 2019390.1859 | 2066630.9113 | 2114976.7653 | 2164453.601 | 2215087.8761 | 2266906.6671
50 | Overhead |  |  | 16339891.988 | 16849157.2467 | 17319111.8767 | 17794443.9176 | 18277503.1294 | 18757015.9306 | 19246916.394 | 19756761.6158 | 20297530.4551 | 20803190.6348 | 21319778.0278 | 21802238.0813 | 22282314.6796 | 22749544.4501 | 23232198.7607 | 23731752.8692 | 24249672.8382 | 24787444.7039 | 25360471.944 | 25953743.6643 | 26560894.1221 | 27182247.9905 | 27818137.5379 | 28468902.8055 | 29134891.7895 | 29816460.6266 | 30513973.7851 | 31227804.2596 | 31958333.77 | 32705952.9663 | 33471061.6371
51 | Underground |  |  | 4054441.662 | 4180806.4068 | 4297416.947 | 4415361.7921 | 4535223.9916 | 4654206.215 | 4775765.9445 | 4902274.5964 | 5036456.3715 | 5161926.5827 | 5290108.1796 | 5409821.7091 | 5528943.8283 | 5644878.2451 | 5764639.9759 | 5888595.0786 | 6017107.3295 | 6150545.4611 | 6292731.5611 | 6439940.954 | 6590594.0986 | 6744771.5566 | 6902555.7743 | 7064031.1264 | 7229283.9619 | 7398402.6496 | 7571477.6253 | 7748601.4409 | 7929868.8131 | 8115376.6744 | 8305224.225
52 | Transformers |  |  | 2489511.793 | 2567102.3835 | 2638703.6887 | 2711124.285 | 2784722.177 | 2857779.7452 | 2932419.9559 | 3010098.9083 | 3092489.3185 | 3169530.6466 | 3248236.8221 | 3321743.4276 | 3394886.8947 | 3466073.046 | 3539609.2481 | 3615720.268 | 3694629.472 | 3776563.2695 | 3863868.5022 | 3954258.1416 | 4046762.3164 | 4141430.4931 | 4238313.2956 | 4337462.5317 | 4438931.2213 | 4542773.6249 | 4649045.2719 | 4757802.9911 | 4869104.9405 | 4983010.6388 | 5099580.9968
53 | Meter&Customers |  |  | 53954.4123 | 55636.009 | 57187.8017 | 58757.3507 | 60352.4149 | 61935.7687 | 63553.4227 | 65236.9344 | 67022.5561 | 68692.2488 | 70398.0231 | 71991.1089 | 73576.3244 | 75119.1197 | 76712.8468 | 78362.3772 | 80072.5518 | 81848.2774 | 83740.4165 | 85699.4029 | 87704.217 | 89755.9309 | 91855.6416 | 94004.4721 | 96203.5713 | 98454.1154 | 100757.3076 | 103114.3797 | 105526.5921 | 107995.2348 | 110521.6278
54 | Street Lights |  |  | 846120.4212 | 872491.4484 | 896826.873 | 921440.7534 | 946454.7659 | 971285.1365 | 996653.4062 | 1023054.4653 | 1051056.8265 | 1077241.1737 | 1103991.3592 | 1128974.3459 | 1153833.9113 | 1178028.2359 | 1203021.2817 | 1228889.4412 | 1255708.6309 | 1283555.8013 | 1313228.5831 | 1343949.6747 | 1375389.442 | 1407564.6973 | 1440492.6464 | 1474190.8974 | 1508677.4706 | 1543970.8074 | 1580089.781 | 1617053.706 | 1654882.3488 | 1693595.9382 | 1733215.1762
55 | Other |  |  | 0 | 0 | 0 | 0 | 0 | 0 | 0 | 0 | 0 | 0 | 0 | 0 | 0 | 0 | 0 | 0 | 0 | 0 | 0 | 0 | 0 | 0 | 0 | 0 | 0 | 0 | 0 | 0 | 0 | 0 | 0
56 | Total Maintenance |  |  | 24890578.0363 | 25666342.446 | 26382224.9255 | 27106298.8218 | 27842143.5273 | 28572585.981 | 29318851.9738 | 30095499.842 | 30919253.6957 | 31689526.484 | 32476444.7101 | 33211376.717 | 33942678.0036 | 34654409.7012 | 35389637.6202 | 36150609.0226 | 36939557.1635 | 37758745.7235 | 38631638.8397 | 39535370.3981 | 40460243.4548 | 41406752.5849 | 42375403.9329 | 43366715.4844 | 44381217.342 | 45419452.0097 | 46481974.6823 | 47569353.5426 | 48682170.0656 | 49821019.3285 | 50986510.3299
57 |  | Average | 2.419% |  | 3.117% | 2.789% | 2.745% | 2.715% | 2.624% | 2.612% | 2.649% | 2.737% | 2.491% | 2.483% | 2.263% | 2.202% | 2.097% | 2.122% | 2.15% | 2.182% | 2.218% | 2.312% | 2.339% | 2.339% | 2.339% | 2.339% | 2.339% | 2.339% | 2.339% | 2.339% | 2.339% | 2.339% | 2.339% | 2.339%
58 | Total Distribution O&M |  |  | 78134427.7636 | 80569642.7327 | 82816881.3387 | 85089833.7571 | 87399736.1187 | 89692680.1819 | 92035296.1798 | 94473284.4283 | 97059143.8603 | 99477119.9894 | 101947348.0896 | 104254385.3837 | 106550025.4234 | 108784234.2406 | 111092200.4374 | 113480978.4314 | 115957578.6707 | 118529107.113 | 121269220.4215 | 124106139.1971 | 127009423.6021 | 129980626.1648 | 133021335.7327 | 136133178.3221 | 139317817.9876 | 142576957.7119 | 145912340.3168 | 149325749.3945 | 152819010.262 | 156393990.937 | 160052603.1366
59 |  | Average | 2.419% |  | 3.117% | 2.789% | 2.745% | 2.715% | 2.624% | 2.612% | 2.649% | 2.737% | 2.491% | 2.483% | 2.263% | 2.202% | 2.097% | 2.122% | 2.15% | 2.182% | 2.218% | 2.312% | 2.339% | 2.339% | 2.339% | 2.339% | 2.339% | 2.339% | 2.339% | 2.339% | 2.339% | 2.339% | 2.339% | 2.339%
60 | Metering, Customers & Sales (2022$'s)
61 | Metering & Collection |  |  | 46337936.9954 | 46768311.1592 | 47157600.7195 | 47550332.7512 | 47946538.1133 | 48346247.9425 | 48749493.6553 | 49156306.9509 | 49566719.8132 | 49980764.514 | 50398473.6151 | 50819879.9714 | 51245016.7328 | 51627209.9324 | 52012406.9438 | 52400631.6891 | 52791908.2816 | 53186261.0272 | 53583714.4262 | 53984293.1745 | 54387866.5516 | 54794456.9447 | 55204086.9081 | 55616779.1649 | 56032556.6082 | 56451442.302 | 56873459.4828 | 57298631.5609 | 57726982.1214 | 58158534.9261 | 58593313.914
62 | Customer services |  |  | 72839081.1677 | 73515590.7554 | 74127519.031 | 74744858.5629 | 75367657.8588 | 75995965.8625 | 76629831.9583 | 77269305.974 | 77914438.186 | 78565279.3223 | 79221880.5673 | 79884293.5657 | 80552570.4265 | 81153343.8596 | 81758839.0154 | 82369093.4973 | 82984145.2092 | 83604032.3581 | 84228793.4559 | 84858467.3227 | 85492848.4773 | 86131972.1103 | 86775873.6754 | 87424588.8911 | 88078153.7432 | 88736604.4863 | 89399977.6462 | 90068310.0216 | 90741638.6865 | 91420000.9919 | 92103434.568
63 | Total |  |  | 119177018.1631 | 120283901.9146 | 121285119.7505 | 122295191.3141 | 123314195.9721 | 124342213.805 | 125379325.6136 | 126425612.9249 | 127481157.9992 | 128546043.8363 | 129620354.1825 | 130704173.5371 | 131797587.1593 | 132780553.7921 | 133771245.9592 | 134769725.1864 | 135776053.4908 | 136790293.3852 | 137812507.8821 | 138842760.4972 | 139880715.0289 | 140926429.055 | 141979960.5834 | 143041368.056 | 144110710.3514 | 145188046.7883 | 146273437.129 | 147366941.5825 | 148468620.808 | 149578535.918 | 150696748.482
64 |  | Average | 0.7853% |  | 0.9288% | 0.8324% | 0.8328% | 0.8332% | 0.8337% | 0.8341% | 0.8345% | 0.8349% | 0.8353% | 0.8357% | 0.8361% | 0.8366% | 0.7458% | 0.7461% | 0.7464% | 0.7467% | 0.747% | 0.7473% | 0.7476% | 0.7476% | 0.7476% | 0.7476% | 0.7476% | 0.7476% | 0.7476% | 0.7476% | 0.7476% | 0.7476% | 0.7476% | 0.7476%
65 | G&A (2022$'s)
66 | Customer Service and Info O&M |  |  | 202892475.3098 | 206660915.8194 | 210119272.9116 | 213614731.9072 | 217159908.801 | 220694712.4797 | 224293585.7858 | 228007612.3219 | 231895464.3383 | 235604806.2891 | 239381411.1457 | 242984902.9173 | 246584779.6557 | 250011272.8102 | 253527418.6899 | 257141149.1376 | 260860347.3886 | 264693003.7468 | 268721386.3874 | 272865442.4359 | 277073405.5696 | 281346261.3243 | 285685010.434 | 290090669.0657 | 294564269.0568 | 299106858.1572 | 303719500.2746 | 308403275.7235 | 313159281.4785 | 317988631.4309 | 322892456.6498
67 |  | Average | 1.561% |  | 1.857% | 1.673% | 1.664% | 1.66% | 1.628% | 1.631% | 1.656% | 1.705% | 1.6% | 1.603% | 1.505% | 1.482% | 1.39% | 1.406% | 1.425% | 1.446% | 1.469% | 1.522% | 1.542% | 1.542% | 1.542% | 1.542% | 1.542% | 1.542% | 1.542% | 1.542% | 1.542% | 1.542% | 1.542% | 1.542%
68
69 | TOTAL O&M/G&A COSTS (2022$'s) |  |  | 416676597.1309 | 424415775.0656 | 431518140.3094 | 438696701.0591 | 445977366.5548 | 453236728.7669 | 460627669.6109 | 468255098.5549 | 476239509.7356 | 483857318.0318 | 491613262.9379 | 499013688.6407 | 506406690.2153 | 513443617.068 | 520664662.0966 | 528086114.7828 | 535724164.784 | 543595221.6423 | 551868238.0175 | 560378810.7727 | 569037719.4501 | 577847774.6857 | 586811843.5244 | 595932850.6 | 605213779.3404 | 614657673.1986 | 624267636.9107 | 634046837.7809 | 643998506.9941 | 654125940.9569 | 664432502.668
70 |  | Annual Inflation |  | 4% | 4% | 4% | 3% | 2.5% | 2.5% | 2.5% | 2.5% | 2.5% | 2.5% | 2.5% | 2.5% | 2.5% | 2.5% | 2.5% | 2.5% | 2.5% | 2.5% | 2.5% | 2.5% | 2.5% | 2.5% | 2.5% | 2.5% | 2.5% | 2.5% | 2.5% | 2.5% | 2.5% | 2.5% | 2.5%
71 |  | Inflation Factor |  | 104% | 108.2% | 112.5% | 115.9% | 118.8% | 121.7% | 124.8% | 127.9% | 131.1% | 134.4% | 137.7% | 141.2% | 144.7% | 148.3% | 152% | 155.8% | 159.7% | 163.7% | 167.8% | 172% | 176.3% | 180.7% | 185.2% | 189.9% | 194.6% | 199.5% | 204.4% | 209.6% | 214.8% | 220.2% | 225.7%
72 | TOTAL O&M/G&A COSTS (YOE$'s) |  |  | 433343661.0162 | 459048102.3109 | 485399221.381 | 508278349.7183 | 529631646.0106 | 551709001.4169 | 574723374.9686 | 598846090.9989 | 624283694.7342 | 650126320.3732 | 677061144.9158 | 704434511.7423 | 732742641.3893 | 761497804.8873 | 791512658.2378 | 822864593.647 | 855635370.2401 | 889911847.4358 | 926041869.5282 | 963830785.9898 | 1003191882.7019 | 1044191767.2897 | 1086899917.0185 | 1131388804.3311 | 1177734027.9535 | 1226014449.8182 | 1276312338.068 | 1328713516.4124 | 1383307520.1226 | 1440187758.9637 | 1499451687.3771
73 | Annual Growth | Average | 4.226% |  | 5.932% | 5.74% | 4.713% | 4.201% | 4.168% | 4.171% | 4.197% | 4.248% | 4.14% | 4.143% | 4.043% | 4.019% | 3.924% | 3.942% | 3.961% | 3.983% | 4.006% | 4.06% | 4.081% | 4.084% | 4.087% | 4.09% | 4.093% | 4.096% | 4.099% | 4.103% | 4.106% | 4.109% | 4.112% | 4.115%
74 | Cost per kWh |  |  | 0.059213 | 0.062726 | 0.066326 | 0.069453 | 0.07237 | 0.075387 | 0.078532 | 0.081828 | 0.085304 | 0.088835 | 0.092516 | 0.096256 | 0.10012 | 0.10405 | 0.10815 | 0.11244 | 0.11692 | 0.1216 | 0.12654 | 0.1317 | 0.13708 | 0.14268 | 0.14852 | 0.1546 | 0.16093 | 0.16753 | 0.1744 | 0.18156 | 0.18902 | 0.19679 | 0.20489
75 | (3) Siemens Load and O&M Forecast 4/7/23.
76
77 | Non-Bypassable Regulatory Charges (% of Rev.) (4) |  |  | 2023 | 2024 | 2025 | 2026 | 2027 | 2028 | 2029 | 2030 | 2031 | 2032 | 2033 | 2034 | 2035 | 2036 | 2037 | 2038 | 2039 | 2040 | 2041 | 2042 | 2043 | 2044 | 2045 | 2046 | 2047 | 2048 | 2049 | 2050 | 2051 | 2052 | 2053
78 | TOTAL San Diego Rev Req |  |  | 2217085.8216 | 2695875.9466 | 2741933.9333 | 2915887.6599 | 2987710.2942 | 3055607.5884 | 3176732.9834 | 3307824.6718 | 3450650.8314 | 3565297.443 | 3707507.7937 | 3835567.9744 | 3977315.9321 | 4115743.6384 | 4278685.4938 | 4431153.3262 | 4604599.1731 | 4787105.3689 | 4990046.0982 | 5191160.4547 | 5354472.7931 | 5602189.23 | 5814827.9803 | 6035834.2179 | 6265561.252 | 6504378.7949 | 6752673.6565 | 7016604.7842 | 7291333.5318 | 7577314.0023 | 7875020.8173
79 | Non-bypassable Expenses |  | 10% | 221708.5822 | 269587.5947 | 274193.3933 | 291588.766 | 298771.0294 | 305560.7588 | 317673.2983 | 330782.4672 | 345065.0831 | 356529.7443 | 370750.7794 | 383556.7974 | 397731.5932 | 411574.3638 | 427868.5494 | 443115.3326 | 460459.9173 | 478710.5369 | 499004.6098 | 519116.0455 | 535447.2793 | 560218.923 | 581482.798 | 603583.4218 | 626556.1252 | 650437.8795 | 675267.3656 | 701660.4784 | 729133.3532 | 757731.4002 | 787502.0817
80 | Annual Growth |  |  | 10% | 10% | 10% | 10% | 10% | 10% | 10% | 10% | 10% | 10% | 10% | 10% | 10% | 10% | 10% | 10% | 10% | 10% | 10% | 10% | 10% | 10% | 10% | 10% | 10% | 10% | 10% | 10% | 10% | 10% | 10%
81 | Cost per kWh |  |  | 0.030295 | 0.036837 | 0.037467 | 0.039844 | 0.040825 | 0.041753 | 0.043408 | 0.045199 | 0.047151 | 0.048717 | 0.05066 | 0.05241 | 0.054347 | 0.056239 | 0.058465 | 0.060549 | 0.062919 | 0.065412 | 0.068185 | 0.070934 | 0.073165 | 0.07655 | 0.079456 | 0.082475 | 0.085614 | 0.088878 | 0.092271 | 0.095877 | 0.099631 | 0.10354 | 0.10761
82 | (4) Includes Nuclear De-Commissioning, Wildfire and Competitive Transition Charge.
83 | Public Benefit Programs (% of Rev.)
84 | TOTAL San Diego Rev Req |  |  | 2217085.8216 | 2695875.9466 | 2741933.9333 | 2915887.6599 | 2987710.2942 | 3055607.5884 | 3176732.9834 | 3307824.6718 | 3450650.8314 | 3565297.443 | 3707507.7937 | 3835567.9744 | 3977315.9321 | 4115743.6384 | 4278685.4938 | 4431153.3262 | 4604599.1731 | 4787105.3689 | 4990046.0982 | 5191160.4547 | 5354472.7931 | 5602189.23 | 5814827.9803 | 6035834.2179 | 6265561.252 | 6504378.7949 | 6752673.6565 | 7016604.7842 | 7291333.5318 | 7577314.0023 | 7875020.8173
85 | Public Benefit Expenses |  | 2.85% | 63186.9459 | 76832.4645 | 78145.1171 | 83102.7983 | 85149.7434 | 87084.8163 | 90536.89 | 94273.0031 | 98343.5487 | 101610.9771 | 105663.9721 | 109313.6873 | 113353.5041 | 117298.6937 | 121942.5366 | 126287.8698 | 131231.0764 | 136432.503 | 142216.3138 | 147948.073 | 152602.4746 | 159662.3931 | 165722.5974 | 172021.2752 | 178568.4957 | 185374.7957 | 192451.1992 | 199973.2363 | 207803.0057 | 215953.4491 | 224438.0933
86 | Annual Growth |  |  | 2.85% | 2.85% | 2.85% | 2.85% | 2.85% | 2.85% | 2.85% | 2.85% | 2.85% | 2.85% | 2.85% | 2.85% | 2.85% | 2.85% | 2.85% | 2.85% | 2.85% | 2.85% | 2.85% | 2.85% | 2.85% | 2.85% | 2.85% | 2.85% | 2.85% | 2.85% | 2.85% | 2.85% | 2.85% | 2.85% | 2.85%
87 | Cost per kWh |  |  | 0.0086341 | 0.010499 | 0.010678 | 0.011355 | 0.011635 | 0.0119 | 0.012371 | 0.012882 | 0.013438 | 0.013884 | 0.014438 | 0.014937 | 0.015489 | 0.016028 | 0.016663 | 0.017256 | 0.017932 | 0.018643 | 0.019433 | 0.020216 | 0.020852 | 0.021817 | 0.022645 | 0.023505 | 0.0244 | 0.02533 | 0.026297 | 0.027325 | 0.028395 | 0.029509 | 0.030668
88
89 | Payments In Lieu of Franchise Fees/Undergrounding (% of Rev)
90 | TOTAL San Diego Rev Req |  |  | 2217085.8216 | 2695875.9466 | 2741933.9333 | 2915887.6599 | 2987710.2942 | 3055607.5884 | 3176732.9834 | 3307824.6718 | 3450650.8314 | 3565297.443 | 3707507.7937 | 3835567.9744 | 3977315.9321 | 4115743.6384 | 4278685.4938 | 4431153.3262 | 4604599.1731 | 4787105.3689 | 4990046.0982 | 5191160.4547 | 5354472.7931 | 5602189.23 | 5814827.9803 | 6035834.2179 | 6265561.252 | 6504378.7949 | 6752673.6565 | 7016604.7842 | 7291333.5318 | 7577314.0023 | 7875020.8173
91 | Franchise Fees |  | 3% | 66512.5746 | 80876.2784 | 82258.018 | 87476.6298 | 89631.3088 | 91668.2277 | 95301.9895 | 99234.7402 | 103519.5249 | 106958.9233 | 111225.2338 | 115067.0392 | 119319.478 | 123472.3092 | 128360.5648 | 132934.5998 | 138137.9752 | 143613.1611 | 149701.3829 | 155734.8136 | 160634.1838 | 168065.6769 | 174444.8394 | 181075.0265 | 187966.8376 | 195131.3638 | 202580.2097 | 210498.1435 | 218740.006 | 227319.4201 | 236250.6245
92 | Undergrounding Surcharge |  | 3.53% | 78263.1295 | 95164.4209 | 96790.2678 | 102930.8344 | 105466.1734 | 107862.9479 | 112138.6743 | 116766.2109 | 121807.9743 | 125854.9997 | 130875.0251 | 135395.5495 | 140399.2524 | 145285.7504 | 151037.5979 | 156419.7124 | 162542.3508 | 168984.8195 | 176148.6273 | 183247.9641 | 189012.8896 | 197757.2798 | 205263.4277 | 213064.9479 | 221174.3122 | 229604.5715 | 238369.3801 | 247686.1489 | 257384.0737 | 267479.1843 | 277988.2349
93 | TOTAL Payments to City for Franchise Fees and Undergrounding |  | 6.53% | 144775.7041 | 176040.6993 | 179048.2858 | 190407.4642 | 195097.4822 | 199531.1755 | 207440.6638 | 216000.9511 | 225327.4993 | 232813.923 | 242100.2589 | 250462.5887 | 259718.7304 | 268758.0596 | 279398.1627 | 289354.3122 | 300680.326 | 312597.9806 | 325850.0102 | 338982.7777 | 349647.0734 | 365822.9567 | 379708.2671 | 394139.9744 | 409141.1498 | 424735.9353 | 440949.5898 | 458184.2924 | 476124.0796 | 494798.6044 | 514238.8594
94 | Annual Growth |  |  | 6.53% | 6.53% | 6.53% | 6.53% | 6.53% | 6.53% | 6.53% | 6.53% | 6.53% | 6.53% | 6.53% | 6.53% | 6.53% | 6.53% | 6.53% | 6.53% | 6.53% | 6.53% | 6.53% | 6.53% | 6.53% | 6.53% | 6.53% | 6.53% | 6.53% | 6.53% | 6.53% | 6.53% | 6.53% | 6.53% | 6.53%
95 | Cost per kWh |  |  | 0.019783 | 0.024055 | 0.024466 | 0.026018 | 0.026659 | 0.027265 | 0.028345 | 0.029515 | 0.030789 | 0.031812 | 0.033081 | 0.034224 | 0.035489 | 0.036724 | 0.038178 | 0.039538 | 0.041086 | 0.042714 | 0.044525 | 0.04632 | 0.047777 | 0.049987 | 0.051884 | 0.053856 | 0.055906 | 0.058037 | 0.060253 | 0.062608 | 0.065059 | 0.067611 | 0.070267

## Purchase Cost
| City of San Diego Electric Municipalization - Pro Forma Financial Analysis ($000) |  | PROPRIETARY AND CONFIDENTIAL
Line
No. | PURCHASE PRICE (1)
1
2 | PURCHASE PRICE |  | 2023
3 | Cost Scenario | 1 | Original Cost
4 |  |  | 2022$'s
5 | 1= Original Cost, 2 = Reproduction Cost New
6
7 | Distribution Plant Original Cost |  | 2874000000
8 | Distribution Depreciation Ratio |  | 41.82%
9 | Distribution Plant Accumulated Depreciation |  | -1202000000
10 | Estimated Distribution OCLD |  | 1672000000
11
12 | Transmission Original Cost |  | 977000000
13 | Transmission Depreciation Ratio |  | 20.98%
14 | Transmission Plant Accumulated Depreciation |  | -205000000
15 | Estimated Transmission OCLD |  | 772000000
16
17 | Distribution Reproduction Cost New (RCN) |  | 7285000000
18 | Depreciation % |  | 41.83%
19 | Accumulated Depreciation |  | -3047000000
20 | Estimated Distribution RCNLD |  | 4238000000
21
22 | Transmission Reproduction Cost New (RCN) |  | 2541000000
23 | Depreciation % |  | 20.94%
24 | Accumulated Depreciation |  | -532000000
25 | Estimated Transmission RCNLD |  | 2009000000
26
27 | Estimated Purchase Price - Transmission and Distribution
| OCLD Multiplier (if applicable) | 1
28 | Cost Scenario | OCLD | 2444000000
29
30
31 | SEVERANCE COSTS |  | 2023
32
33 | Estimated Transmission Severance |  | 457472958
34 | Estimated Distribution Severance |  | 253709782
35 | Estimated Severance Cost |  | 711182740
36
37
38 | START-UP COSTS |  | 2023
39
40 | Regulatory |  | 75000000
41 | Professional Services |  | 25000000
42 | Operations |  | 25000000
43 | Equipment |  | 75000000
44 | Vehicles |  | 50000000
45 | Information Technology |  | 50000000
46 | Estimated Start-up Costs |  | 300000000
47
48
49 | RESERVE COSTS |  | 2023
50
51 | UDC Annual Operating Expenses (2023) |  | 958559500.4257
52 | Rate Stabilization Requirement |  | 20%
53 | Initial RSF Deposit |  | 191711900.0851
54 | Working Capital (Days Cash) |  | 90
55 | Working Capital Deposit |  | 236357137.0913
56 | Estimated Reserve Deposit |  | 428069037.1764
57
(1) Siemens Load and O&M Forecast 4/7/23.

## Debt
| City of San Diego Electric Municipalization - Pro Forma Financial Analysis ($000) |  | PROPRIETARY AND CONFIDENTIAL |  | THE CONFIDENTIALITY OF THIS XLS SPREADSHEET WAS VOIDED IN AUGUST 17, 2024 VIA A PRA REQUEST SETTLEMENT BETWEEN PLAINTIFF W. POWERS AND THE CITY OF SAN DIEGO
Line |  |  | Base Year | Forecast Years ->
No. | Item |  | 2023 | 2024 | 2025 | 2026 | 2027 | 2028 | 2029 | 2030 | 2031 | 2032 | 2033 | 2034 | 2035 | 2036 | 2037 | 2038 | 2039 | 2040 | 2041 | 2042 | 2043 | 2044 | 2045 | 2046 | 2047 | 2048 | 2049 | 2050 | 2051 | 2052 | 2053
|  |  | Year | 1 | 2 | 3 | 4 | 5 | 6 | 7 | 8 | 9 | 10 | 11 | 12 | 13 | 14 | 15 | 16 | 17 | 18 | 19 | 20 | 21 | 22 | 23 | 24 | 25 | 26 | 27 | 28 | 29 | 30
1 | Debt Service Calculation
2
3 | System Purchase - Total Value of Assets (TVA)
4 | Total | 2444000000 | 2444000000
5 | Add Premium (Discount) | 0% | 0
6 | Modified Total |  | 2444000000
7
8 | Severance Costs
9 | Severance | 711182740 | 711182740
10 | Additional Costs | 0 | 0
11 | Total |  | 711182740
12 | Add Premium (Discount) | 0% | 0
13 | Modified Total |  | 711182740
14
15 | Startup Costs
16 | Regulatory | 75000000 | 75000000
17 | Professional Services | 25000000 | 25000000
18 | Operations | 25000000 | 25000000
19 | Equipment | 75000000 | 75000000
20 | Vehicles | 50000000 | 50000000
21 | Information Technology | 50000000 | 50000000
22 | Total | 300000000 | 300000000
23
24 | Reserve Costs
25 | Rate Stabilization Fund Deposit | 191711900.0851 | 191711900.0851
26 | Working Capital Deposit | 236357137.0913 | 236357137.0913
27 | Total |  | 428069037.1764
28
29 | Total Amount to Be Financed |  | 3883251777.1764
30
31 | Allocation of Debt
32 | Taxable |  | 3583251777.1764
33 | Tax-exempt |  | 300000000
34
35 | Taxable Debt
36 | Interest Rate (Taxable) | 5%
37 | Term | 30 |  | Forecast Years -> 2024 1: 30; Forecast Years -> 2025 2: 29; Forecast Years -> 2026 3: 28; Forecast Years -> 2027 4: 27; Forecast Years -> 2028 5: 26
38 | Amount to be Financed |  | 3583251777.1764
39 | Issuance Cost | 2% | 73127587.2893
40 | Total Debt Issue (Taxable) |  | 3656379364.4657
41 | Annual Debt Service |  |  | 182818968.2233 | 182818968.2233 | 244044499.3657 | 244044499.3657 | 244044499.3657 | 244044499.3657 | 244044499.3657 | 244044499.3657 | 244044499.3657 | 244044499.3657 | 244044499.3657 | 244044499.3657 | 244044499.3657 | 244044499.3657 | 244044499.3657 | 244044499.3657 | 244044499.3657 | 244044499.3657 | 244044499.3657 | 244044499.3657 | 244044499.3657 | 244044499.3657 | 244044499.3657 | 244044499.3657 | 244044499.3657 | 244044499.3657 | 244044499.3657 | 244044499.3657 | 244044499.3657 | 244044499.3657
42
43 | Tax-Exempt Debt
44 | Interest Rate (Non-taxable) | 4%
45 | Term | 30
46 | Amount to be Financed |  | 300000000
47 | Issuance Cost | 2% | 6122448.9796
48 | Total Debt Issue (Non-taxable) |  | 306122448.9796
49 | Annual Debt Service |  |  | 17613040.3015 | 17613040.3015 | 17613040.3015 | 17613040.3015 | 17613040.3015 | 17613040.3015 | 17613040.3015 | 17613040.3015 | 17613040.3015 | 17613040.3015 | 17613040.3015 | 17613040.3015 | 17613040.3015 | 17613040.3015 | 17613040.3015 | 17613040.3015 | 17613040.3015 | 17613040.3015 | 17613040.3015 | 17613040.3015 | 17613040.3015 | 17613040.3015 | 17613040.3015 | 17613040.3015 | 17613040.3015 | 17613040.3015 | 17613040.3015 | 17613040.3015 | 17613040.3015 | 17613040.3015
50
51 | Capital - New Plant Additions (1) |  |  | 2024 | 2025 | 2026 | 2027 | 2028 | 2029 | 2030 | 2031 | 2032 | 2033 | 2034 | 2035 | 2036 | 2037 | 2038 | 2039 | 2040 | 2041 | 2042 | 2043 | 2044 | 2045 | 2046 | 2047 | 2048 | 2049 | 2050 | 2051 | 2052 | 2053
52 | Annual Cap Requirement - Transmission | (2022$'s) |  | 68307725.0163 | 63034992.2643 | 63756264.125 | 64792709.1987 | 64317029.309 | 65710325.9595 | 68385515.4413 | 72533298.8048 | 67824175.942 | 69289842.5541 | 64712344.1203 | 64392651.3906 | 62669506.9831 | 64738399.8212 | 67005168.9089 | 69468580.9114 | 72131314.868 | 76860116.5676 | 79575507.7362 | 76504434.575 | 76372352.7984 | 76233713.5526 | 76089817.346 | 75941929.9658 | 75791355.1968 | 75639418.9457 | 76244734.4177 | 76851982.4913 | 77461085.4591 | 78072052.1042
53 | Annual Cap Requirement - Distribution | (2022$'s) |  | 236065857.5259 | 217843728.5015 | 220336384.4971 | 223918253.0931 | 222274342.671 | 227089460.8515 | 236334694.8115 | 250669091.6356 | 234394751.8515 | 239459974.6437 | 223640518.018 | 222535686.3409 | 216580641.5477 | 223730564.3687 | 231564331.1699 | 240077679.6481 | 249279868.3416 | 265622216.5611 | 275006384.2313 | 264393008.9629 | 263936545.2492 | 263457419.4628 | 262960126.0545 | 262449039.4795 | 261928665.5106 | 261403586.3719 | 263495506.6627 | 265594105.8651 | 267699115.4285 | 269810565.7067
54 | Total Annual Capital Requirement | (2022$'s) |  | 304373582.5422 | 280878720.7658 | 284092648.6221 | 288710962.2918 | 286591371.98 | 292799786.811 | 304720210.2528 | 323202390.4404 | 302218927.7935 | 308749817.1978 | 288352862.1384 | 286928337.7315 | 279250148.5308 | 288468964.1899 | 298569500.0788 | 309546260.5595 | 321411183.2096 | 342482333.1287 | 354581891.9675 | 340897443.5379 | 340308898.0476 | 339691133.0153 | 339049943.4006 | 338390969.4453 | 337720020.7074 | 337043005.3176 | 339740241.0804 | 342446088.3565 | 345160200.8876 | 347882617.8108
55 | Cum. Capital Investment (2022$'s) |  |  | 304373582.5422 | 585252303.308 | 869344951.9302 | 1158055914.222 | 1444647286.202 | 1737447073.013 | 2042167283.2658 | 2365369673.7062 | 2667588601.4997 | 2976338418.6975 | 3264691280.8359 | 3551619618.5674 | 3830869767.0982 | 4119338731.2881 | 4417908231.3669 | 4727454491.9263 | 5048865675.1359 | 5391348008.2647 | 5745929900.2322 | 6086827343.7701 | 6427136241.8177 | 6766827374.833 | 7105877318.2336 | 7444268287.679 | 7781988308.3864 | 8119031313.704 | 8458771554.7844 | 8801217643.1409 | 9146377844.0285 | 9494260461.8393
56
57 | Annual Inflation |  |  | 4% | 4% | 4% | 3% | 2.5% | 2.5% | 2.5% | 2.5% | 2.5% | 2.5% | 2.5% | 2.5% | 2.5% | 2.5% | 2.5% | 2.5% | 2.5% | 2.5% | 2.5% | 2.5% | 2.5% | 2.5% | 2.5% | 2.5% | 2.5% | 2.5% | 2.5% | 2.5% | 2.5% | 2.5%
58 | Inflation Factor |  |  | 104% | 108.2% | 112.5% | 115.9% | 118.8% | 121.7% | 124.8% | 127.9% | 131.1% | 134.4% | 137.7% | 141.2% | 144.7% | 148.3% | 152% | 155.8% | 159.7% | 163.7% | 167.8% | 172% | 176.3% | 180.7% | 185.2% | 189.9% | 194.6% | 199.5% | 204.4% | 209.6% | 214.8% | 220.2%
59 | Total Annual Capital Requirement | (YOE$'s) |  | 316548525.8439 | 303798424.3803 | 319565593.0997 | 334503384.924 | 340348796.7265 | 356414799.9128 | 380198236.475 | 413339841.2832 | 396166939.1233 | 414846226.543 | 397126224.4074 | 405043444.8913 | 404059613.3432 | 427833701.1241 | 453884344.1467 | 482335457.7595 | 513343983.3832 | 560672856.667 | 594992890.5458 | 586330968.6781 | 599951659.5535 | 613834127.3511 | 627992361.4594 | 642441097.0661 | 657196471.5373 | 672275988.3224 | 694597374.2528 | 717632703.3414 | 741403429.2772 | 765932454.8335
60 | Annual Growth Rate | Average | 4.62% |  | -4.028% | 5.19% | 4.674% | 1.747% | 4.72% | 6.673% | 8.717% | -4.155% | 4.715% | -4.271% | 1.994% | -0.2429% | 5.884% | 6.089% | 6.268% | 6.429% | 6.429% | 6.429% | 6.429% | 6.429% | 6.429% | 6.429% | 6.429% | 6.429% | 6.429% | 6.429% | 6.429% | 6.429% | 6.429%
61
62 | Cash Financed Portion (%) |  |  | 50% | 50% | 50% | 50% | 50% | 50% | 50% | 50% | 50% | 50% | 60% | 60% | 60% | 60% | 60% | 60% | 60% | 60% | 60% | 60% | 65% | 65% | 65% | 65% | 65% | 65% | 65% | 65% | 65% | 65%
63 | Cash Financed Portion ($) |  |  | -158274262.922 | -151899212.1902 | -159782796.5498 | -167251692.462 | -170174398.3632 | -178207399.9564 | -190099118.2375 | -206669920.6416 | -198083469.5617 | -207423113.2715 | -238275734.6444 | -243026066.9348 | -242435768.0059 | -256700220.6745 | -272330606.488 | -289401274.6557 | -308006390.0299 | -336403714.0002 | -356995734.3275 | -351798581.2069 | -389968578.7098 | -398992182.7782 | -408195034.9486 | -417586713.093 | -427177706.4993 | -436979392.4096 | -451488293.2643 | -466461257.1719 | -481912229.0302 | -497856095.6418
64 | Net Financing Requirement |  |  | 158274262.922 | 151899212.1902 | 159782796.5498 | 167251692.462 | 170174398.3632 | 178207399.9564 | 190099118.2375 | 206669920.6416 | 198083469.5617 | 207423113.2715 | 158850489.763 | 162017377.9565 | 161623845.3373 | 171133480.4496 | 181553737.6587 | 192934183.1038 | 205337593.3533 | 224269142.6668 | 237997156.2183 | 234532387.4712 | 209983080.8437 | 214841944.5729 | 219797326.5108 | 224854383.9731 | 230018765.0381 | 235296595.9128 | 243109080.9885 | 251171446.1695 | 259491200.247 | 268076359.1917
65 | Cum. Capital Investment |  |  | 316548525.8439 | 620346950.2242 | 939912543.3239 | 1274415928.2479 | 1614764724.9744 | 1971179524.8872 | 2351377761.3622 | 2764717602.6454 | 3160884541.7688 | 3575730768.3118 | 3972856992.7192 | 4377900437.6105 | 4781960050.9537 | 5209793752.0778 | 5663678096.2244 | 6146013553.9839 | 6659357537.3672 | 7220030394.0342 | 7815023284.58 | 8401354253.2581 | 9001305912.8116 | 9615140040.1627 | 10243132401.6221 | 10885573498.6881 | 11542769970.2255 | 12215045958.5479 | 12909643332.8007 | 13627276036.1421 | 14368679465.4193 | 15134611920.2528 | `
66
67 | New Plant Addition Debt Service
68 | Issue Amount |  |  | 161504349.9204 | 154999196.1124 | 163043669.9488 | 170664992.3082 | 173647345.2686 | 181844285.6698 | 193978692.0791 | 210887674.1241 | 202125989.3486 | 211656238.0321 | 162092336.4928 | 165323855.0577 | 164922291.1605 | 174626000.4588 | 185258915.9782 | 196871615.412 | 209528156.483 | 228846063.9457 | 242854241.0391 | 239318762.7258 | 214268449.8405 | 219226474.054 | 224282986.2355 | 229443248.9522 | 234713025.5491 | 240098567.258 | 248070490.8046 | 256297394.0505 | 264786939.0276 | 273547305.2977
69 | Cumulative Issue Amount |  |  | 161504349.9204 | 316503546.0328 | 479547215.9816 | 650212208.2898 | 823859553.5584 | 1005703839.2282 | 1199682531.3072 | 1410570205.4313 | 1612696194.78 | 1824352432.8121 | 1986444769.3049 | 2151768624.3626 | 2316690915.5231 | 2491316915.9819 | 2676575831.9602 | 2873447447.3722 | 3082975603.8551 | 3311821667.8009 | 3554675908.84 | 3793994671.5657 | 4008263121.4063 | 4227489595.4602 | 4451772581.6957 | 4681215830.6479 | 4915928856.1969 | 5156027423.4549 | 5404097914.2595 | 5660395308.31 | 5925182247.3376 | 6198729552.6353
70 | Rate | 4%
71 | Term | 30
72 | Issuance Cost | 2%
73 | Annual Debt Service |  |  | 9292303.2385 | 18210326.392 | 27591195.8424 | 37410565.1752 | 47401526.9641 | 57864107.3556 | 69024852.1249 | 81158470.9295 | 92787978.0377 | 104965816.8827 | 114291950.4764 | 123804012.5014 | 133292970.1734 | 143340239.8004 | 153999284.128 | 165326475.9365 | 177381873.627 | 190548745.1209 | 204521590.1347 | 218291018.1098 | 230619152.9949 | 243232552.4223 | 256136882.989 | 269338114.0786 | 282842546.6743 | 296656841.4297 | 310929808.2335 | 325676117.58 | 340910880.8062 | 356649679.8673
74
75 | Capital - Retirements (1) |  |  | 2024 | 2025 | 2026 | 2027 | 2028 | 2029 | 2030 | 2031 | 2032 | 2033 | 2034 | 2035 | 2036 | 2037 | 2038 | 2039 | 2040 | 2041 | 2042 | 2043 | 2044 | 2045 | 2046 | 2047 | 2048 | 2049 | 2050 | 2051 | 2052 | 2053
76 | Annual Cap Requirement - Transmission | (2022$'s) |  | 5253211.0432 | 5378638.6322 | 5504828.3254 | 5632669.5762 | 5760620.1964 | 5889974.3775 | 6022954.33 | 6162799.7919 | 6302606.6566 | 6438793.0102 | 6571818.1768 | 6699678.9124 | 6825433.8389 | 6951999.0945 | 7082907.5977 | 7218558.1195 | 7359347.8699 | 7507569.892 | 7663187.7782 | 7817802.3413 | 7969545.275 | 8121000.7924 | 8272158.09 | 8423008.6097 | 8573546.5309 | 8723768.7428 | 8874499.1056 | 9026429.4982 | 9179563.1562 | 9333903.8289
77 | Annual Cap Requirement - Distribution | (2022$'s) |  | 35083484.9347 | 36038871.2626 | 37042053.3089 | 38058949.6127 | 39069737.3062 | 40099827.7325 | 41161387.904 | 42282338.83 | 43375051.3643 | 44458264.4236 | 45496595.1479 | 46506971.7228 | 47496069.3935 | 48505011.0626 | 49548915.3983 | 50630929.1499 | 51754187.1714 | 52942480.1107 | 54183061.2813 | 55396860.5421 | 56597467.9548 | 57795750.2576 | 58991631.0061 | 60185050.0324 | 61375968.9975 | 62564370.8803 | 63758979.0476 | 64963060.6479 | 66176640.9266 | 67399750.9605
78 | Total Annual Capital Requirement | (2022$'s) |  | 40336695.9779 | 41417509.8948 | 42546881.6342 | 43691619.1889 | 44830357.5026 | 45989802.11 | 47184342.234 | 48445138.6219 | 49677658.0209 | 50897057.4337 | 52068413.3247 | 53206650.6353 | 54321503.2323 | 55457010.1572 | 56631822.9959 | 57849487.2694 | 59113535.0413 | 60450050.0027 | 61846249.0596 | 63214662.8834 | 64567013.2299 | 65916751.05 | 67263789.0961 | 68608058.6421 | 69949515.5284 | 71288139.6231 | 72633478.1532 | 73989490.1461 | 75356204.0829 | 76733654.7894
79 | Cum. Capital Investment (2022$'s) |  |  | 40336695.9779 | 81754205.8727 | 124301087.507 | 167992706.6959 | 212823064.1985 | 258812866.3085 | 305997208.5425 | 354442347.1644 | 404120005.1853 | 455017062.6191 | 507085475.9438 | 560292126.5791 | 614613629.8114 | 670070639.9686 | 726702462.9645 | 784551950.2339 | 843665485.2753 | 904115535.278 | 965961784.3376 | 1029176447.2209 | 1093743460.4508 | 1159660211.5008 | 1226924000.5969 | 1295532059.239 | 1365481574.7673 | 1436769714.3905 | 1509403192.5436 | 1583392682.6897 | 1658748886.7726 | 1735482541.562
80
81 | Annual Inflation |  |  | 4% | 4% | 4% | 3% | 2.5% | 2.5% | 2.5% | 2.5% | 2.5% | 2.5% | 2.5% | 2.5% | 2.5% | 2.5% | 2.5% | 2.5% | 2.5% | 2.5% | 2.5% | 2.5% | 2.5% | 2.5% | 2.5% | 2.5% | 2.5% | 2.5% | 2.5% | 2.5% | 2.5% | 2.5%
82 | Inflation Factor |  |  | 104% | 108.2% | 112.5% | 115.9% | 118.8% | 121.7% | 124.8% | 127.9% | 131.1% | 134.4% | 137.7% | 141.2% | 144.7% | 148.3% | 152% | 155.8% | 159.7% | 163.7% | 167.8% | 172% | 176.3% | 180.7% | 185.2% | 189.9% | 194.6% | 199.5% | 204.4% | 209.6% | 214.8% | 220.2%
83 | Total Annual Capital Requirement | (YOE$'s) |  | 41950163.817 | 44797178.7023 | 47859455.4626 | 50621543.4131 | 53239419.3427 | 55981755.6413 | 58871722.659 | 61955933.8087 | 65120493.4934 | 68386930.2666 | 71709821.9216 | 75109364.3619 | 78600228.8907 | 82249326.1119 | 86091505.7686 | 90141159.7505 | 94413570.9497 | 98961899.4681 | 103778786.5962 | 108726877.3224 | 113829191.543 | 119113946.247 | 124586794.8878 | 130253583.6989 | 136120371.8236 | 142193440.4948 | 148498814.9993 | 155052954.7212 | 161864977.4241 | 168944332.2895
84 | Annual Growth Rate | Average | 5.051% |  | 6.787% | 6.836% | 5.771% | 5.171% | 5.151% | 5.162% | 5.239% | 5.108% | 5.016% | 4.859% | 4.741% | 4.648% | 4.643% | 4.671% | 4.704% | 4.74% | 4.817% | 4.867% | 4.867% | 4.867% | 4.867% | 4.867% | 4.867% | 4.867% | 4.867% | 4.867% | 4.867% | 4.867% | 4.867%
85
86 | Cash Financed Portion (%) |  |  | 50% | 50% | 50% | 50% | 50% | 50% | 50% | 50% | 50% | 50% | 60% | 60% | 60% | 60% | 60% | 60% | 60% | 60% | 60% | 60% | 65% | 65% | 65% | 65% | 65% | 65% | 65% | 65% | 65% | 65%
87 | Cash Financed Portion ($) |  |  | -20975081.9085 | -22398589.3511 | -23929727.7313 | -25310771.7065 | -26619709.6713 | -27990877.8207 | -29435861.3295 | -30977966.9043 | -32560246.7467 | -34193465.1333 | -43025893.153 | -45065618.6172 | -47160137.3344 | -49349595.6671 | -51654903.4611 | -54084695.8503 | -56648142.5698 | -59377139.6809 | -62267271.9577 | -65236126.3935 | -73988974.503 | -77424065.0606 | -80981416.6771 | -84664829.4043 | -88478241.6854 | -92425736.3216 | -96524229.7496 | -100784420.5688 | -105212235.3256 | -109813815.9882
88 | Net Financing Requirement |  |  | 20975081.9085 | 22398589.3511 | 23929727.7313 | 25310771.7065 | 26619709.6713 | 27990877.8207 | 29435861.3295 | 30977966.9043 | 32560246.7467 | 34193465.1333 | 28683928.7686 | 30043745.7448 | 31440091.5563 | 32899730.4448 | 34436602.3074 | 36056463.9002 | 37765428.3799 | 39584759.7873 | 41511514.6385 | 43490750.929 | 39840217.0401 | 41689881.1865 | 43605378.2107 | 45588754.2946 | 47642130.1383 | 49767704.1732 | 51974585.2498 | 54268534.1524 | 56652742.0984 | 59130516.3013
89 | Cum. Capital Investment |  |  | 41950163.817 | 86747342.5193 | 134606797.9819 | 185228341.395 | 238467760.7376 | 294449516.3789 | 353321239.038 | 415277172.8466 | 480397666.34 | 548784596.6066 | 620494418.5282 | 695603782.8902 | 774204011.7808 | 856453337.8927 | 942544843.6613 | 1032686003.4117 | 1127099574.3614 | 1226061473.8296 | 1329840260.4257 | 1438567137.7482 | 1552396329.2912 | 1671510275.5382 | 1796097070.426 | 1926350654.1249 | 2062471025.9486 | 2204664466.4433 | 2353163281.4427 | 2508216236.1639 | 2670081213.5879 | 2839025545.8774
90
91 | Retirement Debt Service
92 | Issue Amount |  |  | 21403144.8046 | 22855703.4195 | 24418089.5217 | 25827318.0679 | 27162969.0524 | 28562120.2252 | 30036593.1934 | 31610170.3105 | 33224741.5783 | 34891290.9523 | 29269315.07 | 30656883.413 | 32081726.0778 | 33571153.5151 | 35139390.1096 | 36792310.1022 | 38536151.408 | 40392612.0278 | 42358688.4066 | 44378317.2745 | 40653282.6939 | 42540695.0882 | 44495283.8885 | 46519137.0353 | 48614418.5084 | 50783371.6053 | 53035291.0712 | 55376055.2576 | 57808920.5086 | 60337261.532
93 | Cumulative Issue Amount |  |  | 21403144.8046 | 44258848.2241 | 68676937.7459 | 94504255.8138 | 121667224.8661 | 150229345.0913 | 180265938.2847 | 211876108.5952 | 245100850.1735 | 279992141.1258 | 309261456.1959 | 339918339.6089 | 372000065.6867 | 405571219.2018 | 440710609.3114 | 477502919.4136 | 516039070.8217 | 556431682.8495 | 598790371.2561 | 643168688.5305 | 683821971.2245 | 726362666.3127 | 770857950.2012 | 817377087.2365 | 865991505.745 | 916774877.3502 | 969810168.4214 | 1025186223.679 | 1082995144.1876 | 1143332405.7196
94 | Rate | 4%
95 | Term | 30
96 | Issuance Cost | 2%
97 | Annual Debt Service |  |  | 1231449.8766 | 2546474.0664 | 3951391.5962 | 5437390.4033 | 7000237.1341 | 8643585.3312 | 10371768.7043 | 12190489.3027 | 14102105.7633 | 16109608.6948 | 17793646.0062 | 19557518.3549 | 21403370.3537 | 23334917.9479 | 25356695.4955 | 27473575.3348 | 29690788.7084 | 32014815.2732 | 34451961.8742 | 37005309.7038 | 39344334.1982 | 41791952.7233 | 44352030.3359 | 47028552.2248 | 49825628.0854 | 52747496.6831 | 55798931.5653 | 58985044.4958 | 62311134.595 | 65782695.1506
98 |  |  | Average
99 | Transmission - New Plants Additions | (2022$'s) | 71023611.5592 | 68307725.0163 | 63034992.2643 | 63756264.125 | 64792709.1987 | 64317029.309 | 65710325.9595 | 68385515.4413 | 72533298.8048 | 67824175.942 | 69289842.5541 | 64712344.1203 | 64392651.3906 | 62669506.9831 | 64738399.8212 | 67005168.9089 | 69468580.9114 | 72131314.868 | 76860116.5676 | 79575507.7362 | 76504434.575 | 76372352.7984 | 76233713.5526 | 76089817.346 | 75941929.9658 | 75791355.1968 | 75639418.9457 | 76244734.4177 | 76851982.4913 | 77461085.4591 | 78072052.1042
100 | Transmission - Retirements | (2022$'s) | 7218094.1063 | 5253211.0432 | 5378638.6322 | 5504828.3254 | 5632669.5762 | 5760620.1964 | 5889974.3775 | 6022954.33 | 6162799.7919 | 6302606.6566 | 6438793.0102 | 6571818.1768 | 6699678.9124 | 6825433.8389 | 6951999.0945 | 7082907.5977 | 7218558.1195 | 7359347.8699 | 7507569.892 | 7663187.7782 | 7817802.3413 | 7969545.275 | 8121000.7924 | 8272158.09 | 8423008.6097 | 8573546.5309 | 8723768.7428 | 8874499.1056 | 9026429.4982 | 9179563.1562 | 9333903.8289
101 | Total Annual Transmission Capital Requirement | (2022$'s) | 78241705.6655 | 73560936.0595 | 68413630.8965 | 69261092.4504 | 70425378.7749 | 70077649.5054 | 71600300.3371 | 74408469.7713 | 78696098.5967 | 74126782.5986 | 75728635.5643 | 71284162.2971 | 71092330.303 | 69494940.822 | 71690398.9157 | 74088076.5065 | 76687139.0309 | 79490662.7379 | 84367686.4596 | 87238695.5144 | 84322236.9163 | 84341898.0734 | 84354714.3449 | 84361975.4361 | 84364938.5755 | 84364901.7277 | 84363187.6885 | 85119233.5233 | 85878411.9895 | 86640648.6153 | 87405955.9331
102 | Cum. Capital Investment (2022$'s) |  |  | 73560936.0595 | 141974566.956 | 211235659.4064 | 281661038.1812 | 351738687.6866 | 423338988.0237 | 497747457.795 | 576443556.3917 | 650570338.9903 | 726298974.5546 | 797583136.8517 | 868675467.1547 | 938170407.9767 | 1009860806.8924 | 1083948883.3989 | 1160636022.4298 | 1240126685.1676 | 1324494371.6273 | 1411733067.1417 | 1496055304.0579 | 1580397202.1314 | 1664751916.4763 | 1749113891.9124 | 1833478830.4879 | 1917843732.2156 | 2002206919.904 | 2087326153.4273 | 2173204565.4168 | 2259845214.0322 | 2347251169.9653
103
104 | Distribution - New Plants Additions | (2022$'s) | 245451737.1688 | 236065857.5259 | 217843728.5015 | 220336384.4971 | 223918253.0931 | 222274342.671 | 227089460.8515 | 236334694.8115 | 250669091.6356 | 234394751.8515 | 239459974.6437 | 223640518.018 | 222535686.3409 | 216580641.5477 | 223730564.3687 | 231564331.1699 | 240077679.6481 | 249279868.3416 | 265622216.5611 | 275006384.2313 | 264393008.9629 | 263936545.2492 | 263457419.4628 | 262960126.0545 | 262449039.4795 | 261928665.5106 | 261403586.3719 | 263495506.6627 | 265594105.8651 | 267699115.4285 | 269810565.7067
105 | Distribution - Retirements | (2022$'s) | 50631323.9457 | 35083484.9347 | 36038871.2626 | 37042053.3089 | 38058949.6127 | 39069737.3062 | 40099827.7325 | 41161387.904 | 42282338.83 | 43375051.3643 | 44458264.4236 | 45496595.1479 | 46506971.7228 | 47496069.3935 | 48505011.0626 | 49548915.3983 | 50630929.1499 | 51754187.1714 | 52942480.1107 | 54183061.2813 | 55396860.5421 | 56597467.9548 | 57795750.2576 | 58991631.0061 | 60185050.0324 | 61375968.9975 | 62564370.8803 | 63758979.0476 | 64963060.6479 | 66176640.9266 | 67399750.9605
106 | Total Annual Transmission Capital Requirement | (2022$'s) | 296083061.1145 | 271149342.4606 | 253882599.7642 | 257378437.806 | 261977202.7058 | 261344079.9772 | 267189288.584 | 277496082.7156 | 292951430.4656 | 277769803.2158 | 283918239.0673 | 269137113.166 | 269042658.0638 | 264076710.9411 | 272235575.4314 | 281113246.5682 | 290708608.798 | 301034055.513 | 318564696.6718 | 329189445.5127 | 319789869.505 | 320534013.204 | 321253169.7204 | 321951757.0606 | 322634089.5119 | 323304634.5081 | 323967957.2523 | 327254485.7103 | 330557166.513 | 333875756.3551 | 337210316.6671
107 | Cum. Capital Investment (2022$'s) |  |  | 271149342.4606 | 525031942.2248 | 782410380.0308 | 1044387582.7366 | 1305731662.7138 | 1572920951.2978 | 1850417034.0134 | 2143368464.479 | 2421138267.6948 | 2705056506.762 | 2974193619.928 | 3243236277.9918 | 3507312988.9329 | 3779548564.3643 | 4060661810.9325 | 4351370419.7305 | 4652404475.2435 | 4970969171.9154 | 5300158617.428 | 5619948486.9331 | 5940482500.1371 | 6261735669.8575 | 6583687426.9182 | 6906321516.43 | 7229626150.9382 | 7553594108.1904 | 7880848593.9008 | 8211405760.4138 | 8545281516.7689 | 8882491833.436
108
109 | Total Annual Capital Requirement | (2022$'s) | 374324766.78 | 344710278.5201 | 322296230.6607 | 326639530.2564 | 332402581.4807 | 331421729.4826 | 338789588.9211 | 351904552.4869 | 371647529.0623 | 351896585.8144 | 359646874.6315 | 340421275.4631 | 340134988.3668 | 333571651.7631 | 343925974.3471 | 355201323.0747 | 367395747.8289 | 380524718.2509 | 402932383.1315 | 416428141.0271 | 404112106.4213 | 404875911.2775 | 405607884.0653 | 406313732.4967 | 406999028.0874 | 407669536.2358 | 408331144.9407 | 412373719.2336 | 416435578.5025 | 420516404.9705 | 424616272.6002
110 | Cum. Capital Investment (2022$'s) |  |  | 344710278.5201 | 667006509.1808 | 993646039.4371 | 1326048620.9178 | 1657470350.4004 | 1996259939.3215 | 2348164491.8083 | 2719812020.8707 | 3071708606.6851 | 3431355481.3166 | 3771776756.7797 | 4111911745.1465 | 4445483396.9096 | 4789409371.2567 | 5144610694.3314 | 5512006442.1602 | 5892531160.4112 | 6295463543.5426 | 6711891684.5697 | 7116003790.991 | 7520879702.2685 | 7926487586.3338 | 8332801318.8305 | 8739800346.9179 | 9147469883.1537 | 9555801028.0945 | 9968174747.3281 | 10384610325.8306 | 10805126730.8011 | 11229743003.4013
(1) Siemens Load and O&M Forecast 4/7/23.

## SDG&E Rate Forecast
| City of San Diego Electric Municipalization - Pro Forma Financial Analysis ($000) | PROPRIETARY AND CONFIDENTIAL |  | THE CONFIDENTIALITY OF THIS XLS SPREADSHEET WAS VOIDED IN AUGUST 17, 2024 VIA A PRA REQUEST SETTLEMENT BETWEEN PLAINTIFF W. POWERS AND THE CITY OF SAN DIEGO
Line
No. | SDG&E Rate Forecast
1 |  | Year | 0 | 1 | 2 | 3 | 4 | 5 | 6 | 7 | 8 | 9 | 10 | 11 | 12 | 13 | 14 | 15 | 16 | 17 | 18 | 19 | 20 | 21 | 22 | 23 | 24 | 25 | 26 | 27 | 28 | 29 | 30
2 | Average Rate by Tariff, $/kWh |  | 2023 | 2024 | 2025 | 2026 | 2027 | 2028 | 2029 | 2030 | 2031 | 2032 | 2033 | 2034 | 2035 | 2036 | 2037 | 2038 | 2039 | 2040 | 2041 | 2042 | 2043 | 2044 | 2045 | 2046 | 2047 | 2048 | 2049 | 2050 | 2051 | 2052 | 2053
3 | Residential |  | 0.39096 | 0.37335 | 0.39885 | 0.42255 | 0.44406 | 0.44406 | 0.45738 | 0.47111 | 0.48524 | 0.4998 | 0.51479 | 0.53023 | 0.54614 | 0.56253 | 0.5794 | 0.59678 | 0.61469 | 0.63313 | 0.65212 | 0.67168 | 0.69184 | 0.71259 | 0.73397 | 0.75599 | 0.77867 | 0.80203 | 0.82609 | 0.85087 | 0.8764 | 0.90269 | 0.92977
4 | Small Commercial |  | 0.39167 | 0.37612 | 0.40414 | 0.43019 | 0.45383 | 0.45383 | 0.46745 | 0.48147 | 0.49591 | 0.51079 | 0.52612 | 0.5419 | 0.55816 | 0.5749 | 0.59215 | 0.60991 | 0.62821 | 0.64706 | 0.66647 | 0.68646 | 0.70706 | 0.72827 | 0.75012 | 0.77262 | 0.7958 | 0.81967 | 0.84426 | 0.86959 | 0.89568 | 0.92255 | 0.95022
5 | Medium/Large Commercial & Industrial |  | 0.36107 | 0.34266 | 0.36365 | 0.38317 | 0.40089 | 0.40089 | 0.41291 | 0.4253 | 0.43806 | 0.4512 | 0.46474 | 0.47868 | 0.49304 | 0.50783 | 0.52307 | 0.53876 | 0.55492 | 0.57157 | 0.58872 | 0.60638 | 0.62457 | 0.64331 | 0.66261 | 0.68248 | 0.70296 | 0.72405 | 0.74577 | 0.76814 | 0.79119 | 0.81492 | 0.83937
6 | Agricultural |  | 0.31061 | 0.29398 | 0.3111 | 0.32701 | 0.34146 | 0.34146 | 0.3517 | 0.36225 | 0.37312 | 0.38431 | 0.39584 | 0.40772 | 0.41995 | 0.43255 | 0.44552 | 0.45889 | 0.47266 | 0.48684 | 0.50144 | 0.51648 | 0.53198 | 0.54794 | 0.56438 | 0.58131 | 0.59875 | 0.61671 | 0.63521 | 0.65427 | 0.6739 | 0.69411 | 0.71494
7 | Lighting |  | 0.34935 | 0.33714 | 0.3641 | 0.38916 | 0.41192 | 0.41192 | 0.42427 | 0.437 | 0.45011 | 0.46362 | 0.47752 | 0.49185 | 0.50661 | 0.5218 | 0.53746 | 0.55358 | 0.57019 | 0.5873 | 0.60491 | 0.62306 | 0.64175 | 0.66101 | 0.68084 | 0.70126 | 0.7223 | 0.74397 | 0.76629 | 0.78928 | 0.81295 | 0.83734 | 0.86246
8
9 | Projected 2023-2053 Rates ($/kWh)
10 | SDG&E Rates, as of January 1, 2023, $/kWh
11 |  | Growth | 2023 | 2024 | 2025 | 2026 | 2027 | 2028 | 2029 | 2030 | 2031 | 2032 | 2033 | 2034 | 2035 | 2036 | 2037 | 2038 | 2039 | 2040 | 2041 | 2042 | 2043 | 2044 | 2045 | 2046 | 2047 | 2048 | 2049 | 2050 | 2051 | 2052 | 2053
12 | Residential
13 | Commodity |  | 0.18112 | 0.16301 | 0.16301 | 0.16301 | 0.16301 | 0.16301 | 0.1679 | 0.17294 | 0.17812 | 0.18347 | 0.18897 | 0.19464 | 0.20048 | 0.20649 | 0.21269 | 0.21907 | 0.22564 | 0.23241 | 0.23938 | 0.24656 | 0.25396 | 0.26158 | 0.26943 | 0.27751 | 0.28584 | 0.29441 | 0.30324 | 0.31234 | 0.32171 | 0.33136 | 0.3413 | MRW internal model | DR | TOU-A-S | ALTOU-S | ALTOU-P | ALTOU-T | AGRICULTURAL | Lighting
14 | Total Utility Distribution Co. (UDC) Rate |  | 0.20984 | 0.21034 | 0.23584 | 0.25954 | 0.28105 | 0.28105 | 0.28949 | 0.29817 | 0.30712 | 0.31633 | 0.32582 | 0.33559 | 0.34566 | 0.35603 | 0.36671 | 0.37771 | 0.38905 | 0.40072 | 0.41274 | 0.42512 | 0.43787 | 0.45101 | 0.46454 | 0.47848 | 0.49283 | 0.50762 | 0.52284 | 0.53853 | 0.55469 | 0.57133 | 0.58847 | Transmission | 24.2% | 18.91% | 24.48% | 22.53% | 42.14% | 24% | 24%
15 | Total |  | 0.39096 | 0.37335 | 0.39885 | 0.42255 | 0.44406 | 0.44406 | 0.45738 | 0.47111 | 0.48524 | 0.4998 | 0.51479 | 0.53023 | 0.54614 | 0.56253 | 0.5794 | 0.59678 | 0.61469 | 0.63313 | 0.65212 | 0.67168 | 0.69184 | 0.71259 | 0.73397 | 0.75599 | 0.77867 | 0.80203 | 0.82609 | 0.85087 | 0.8764 | 0.90269 | 0.92977 | CTC | 0.3507% | 0.4773% | 0.5381% | 0.5668% | 0.9996% | 1% | 1%
16 | Commodity Growth Rate (2029+) | 3% |  | -10% | 0% | 0% | 0% | 0% | 3% | 3% | 3% | 3% | 3% | 3% | 3% | 3% | 3% | 3% | 3% | 3% | 3% | 3% | 3% | 3% | 3% | 3% | 3% | 3% | 3% | 3% | 3% | 3% | 3%
17 | UDC Growth Rate (2029+) (1) | 3% |  | 0.24% | 12.12% | 10.05% | 8.29% | 0% | 3% | 3% | 3% | 3% | 3% | 3% | 3% | 3% | 3% | 3% | 3% | 3% | 3% | 3% | 3% | 3% | 3% | 3% | 3% | 3% | 3% | 3% | 3% | 3% | 3%
18 | (1) Source: FY25 to FY27 - Post Test Year Ratemaking Workpapers - Revised (Exhibit SDG&E 45) | [32 empty] | ND | -0.01461% | -0.02046% | -0.02446% | -0.02576% | -0.06113% | 0% | 0%
19 | Small Commercial | [32 empty] | PPP | 8.616% | 10.68% | 12.03% | 12.68% | 27.71% | 12% | 12%
20 | Commodity |  | 0.16105 | 0.14494 | 0.14494 | 0.14494 | 0.14494 | 0.14494 | 0.14929 | 0.15377 | 0.15839 | 0.16314 | 0.16803 | 0.17307 | 0.17826 | 0.18361 | 0.18912 | 0.19479 | 0.20064 | 0.20666 | 0.21286 | 0.21924 | 0.22582 | 0.23259 | 0.23957 | 0.24676 | 0.25416 | 0.26179 | 0.26964 | 0.27773 | 0.28606 | 0.29464 | 0.30348 | NSGC | 6.01% | 5.878% | 7.175% | 7.557% | 17.93% | 6% | 6%
21 | Total Utility Distribution Co. (UDC) Rate |  | 0.23062 | 0.23117 | 0.25919 | 0.28524 | 0.30889 | 0.30889 | 0.31815 | 0.3277 | 0.33753 | 0.34765 | 0.35808 | 0.36883 | 0.37989 | 0.39129 | 0.40303 | 0.41512 | 0.42757 | 0.4404 | 0.45361 | 0.46722 | 0.48124 | 0.49567 | 0.51054 | 0.52586 | 0.54164 | 0.55788 | 0.57462 | 0.59186 | 0.60962 | 0.6279 | 0.64674 | RS | 0% | 0.006818% | 0.01631% | 0.01718% | 0.0417% | 2% | 2%
22 | Total |  | 0.39167 | 0.37612 | 0.40414 | 0.43019 | 0.45383 | 0.45383 | 0.46745 | 0.48147 | 0.49591 | 0.51079 | 0.52612 | 0.5419 | 0.55816 | 0.5749 | 0.59215 | 0.60991 | 0.62821 | 0.64706 | 0.66647 | 0.68646 | 0.70706 | 0.72827 | 0.75012 | 0.77262 | 0.7958 | 0.81967 | 0.84426 | 0.86959 | 0.89568 | 0.92255 | 0.95022 | total UCD | 20.5309 | 14.666 | 12.2651 | 11.6446 | 4.9074
23 | Commodity Growth Rate (2029+) | 3% |  | -10% | 0% | 0% | 0% | 0% | 3% | 3% | 3% | 3% | 3% | 3% | 3% | 3% | 3% | 3% | 3% | 3% | 3% | 3% | 3% | 3% | 3% | 3% | 3% | 3% | 3% | 3% | 3% | 3% | 3%
24 | UDC Growth Rate (2029+) (1) | 3% |  | 0.24% | 12.12% | 10.05% | 8.29% | 0% | 3% | 3% | 3% | 3% | 3% | 3% | 3% | 3% | 3% | 3% | 3% | 3% | 3% | 3% | 3% | 3% | 3% | 3% | 3% | 3% | 3% | 3% | 3% | 3% | 3%
25
26 | Medium/Large Commercial & Industrial
27 | Commodity |  | 0.18827 | 0.16944 | 0.16944 | 0.16944 | 0.16944 | 0.16944 | 0.17453 | 0.17976 | 0.18515 | 0.19071 | 0.19643 | 0.20232 | 0.20839 | 0.21465 | 0.22108 | 0.22772 | 0.23455 | 0.24159 | 0.24883 | 0.2563 | 0.26399 | 0.27191 | 0.28006 | 0.28847 | 0.29712 | 0.30603 | 0.31521 | 0.32467 | 0.33441 | 0.34444 | 0.35478
28 | Total Utility Distribution Co. (UDC) Rate |  | 0.1728 | 0.17321 | 0.19421 | 0.21373 | 0.23144 | 0.23144 | 0.23839 | 0.24554 | 0.25291 | 0.26049 | 0.26831 | 0.27636 | 0.28465 | 0.29319 | 0.30198 | 0.31104 | 0.32037 | 0.32998 | 0.33988 | 0.35008 | 0.36058 | 0.3714 | 0.38254 | 0.39402 | 0.40584 | 0.41801 | 0.43055 | 0.44347 | 0.45678 | 0.47048 | 0.48459
29 | Total |  | 0.36107 | 0.34266 | 0.36365 | 0.38317 | 0.40089 | 0.40089 | 0.41291 | 0.4253 | 0.43806 | 0.4512 | 0.46474 | 0.47868 | 0.49304 | 0.50783 | 0.52307 | 0.53876 | 0.55492 | 0.57157 | 0.58872 | 0.60638 | 0.62457 | 0.64331 | 0.66261 | 0.68248 | 0.70296 | 0.72405 | 0.74577 | 0.76814 | 0.79119 | 0.81492 | 0.83937
30 | Commodity Growth Rate (2029+) | 3% |  | -10% | 0% | 0% | 0% | 0% | 3% | 3% | 3% | 3% | 3% | 3% | 3% | 3% | 3% | 3% | 3% | 3% | 3% | 3% | 3% | 3% | 3% | 3% | 3% | 3% | 3% | 3% | 3% | 3% | 3%
31 | UDC Growth Rate (2029+) (1) | 3% |  | 0.24% | 12.12% | 10.05% | 8.29% | 0% | 3% | 3% | 3% | 3% | 3% | 3% | 3% | 3% | 3% | 3% | 3% | 3% | 3% | 3% | 3% | 3% | 3% | 3% | 3% | 3% | 3% | 3% | 3% | 3% | 3%
32
33 | Agricultural
34 | Commodity |  | 0.16971 | 0.15274 | 0.15274 | 0.15274 | 0.15274 | 0.15274 | 0.15732 | 0.16204 | 0.1669 | 0.17191 | 0.17707 | 0.18238 | 0.18785 | 0.19349 | 0.19929 | 0.20527 | 0.21143 | 0.21777 | 0.2243 | 0.23103 | 0.23796 | 0.2451 | 0.25245 | 0.26003 | 0.26783 | 0.27586 | 0.28414 | 0.29266 | 0.30144 | 0.31049 | 0.3198
35 | Total Utility Distribution Co. (UDC) Rate |  | 0.1409 | 0.14124 | 0.15836 | 0.17427 | 0.18872 | 0.18872 | 0.19438 | 0.20021 | 0.20622 | 0.2124 | 0.21878 | 0.22534 | 0.2321 | 0.23906 | 0.24623 | 0.25362 | 0.26123 | 0.26907 | 0.27714 | 0.28545 | 0.29402 | 0.30284 | 0.31192 | 0.32128 | 0.33092 | 0.34085 | 0.35107 | 0.3616 | 0.37245 | 0.38363 | 0.39513
36 | Total |  | 0.31061 | 0.29398 | 0.3111 | 0.32701 | 0.34146 | 0.34146 | 0.3517 | 0.36225 | 0.37312 | 0.38431 | 0.39584 | 0.40772 | 0.41995 | 0.43255 | 0.44552 | 0.45889 | 0.47266 | 0.48684 | 0.50144 | 0.51648 | 0.53198 | 0.54794 | 0.56438 | 0.58131 | 0.59875 | 0.61671 | 0.63521 | 0.65427 | 0.6739 | 0.69411 | 0.71494
37 | Commodity Growth Rate (2029+) | 3% |  | -10% | 0% | 0% | 0% | 0% | 3% | 3% | 3% | 3% | 3% | 3% | 3% | 3% | 3% | 3% | 3% | 3% | 3% | 3% | 3% | 3% | 3% | 3% | 3% | 3% | 3% | 3% | 3% | 3% | 3%
38 | UDC Growth Rate (2029+) (1) | 3% |  | 0.24% | 12.12% | 10.05% | 8.29% | 0% | 3% | 3% | 3% | 3% | 3% | 3% | 3% | 3% | 3% | 3% | 3% | 3% | 3% | 3% | 3% | 3% | 3% | 3% | 3% | 3% | 3% | 3% | 3% | 3% | 3%
39
40 | Lighting
41 | Commodity |  | 0.12744 | 0.1147 | 0.1147 | 0.1147 | 0.1147 | 0.1147 | 0.11814 | 0.12168 | 0.12533 | 0.12909 | 0.13296 | 0.13695 | 0.14106 | 0.14529 | 0.14965 | 0.15414 | 0.15877 | 0.16353 | 0.16843 | 0.17349 | 0.17869 | 0.18405 | 0.18958 | 0.19526 | 0.20112 | 0.20715 | 0.21337 | 0.21977 | 0.22636 | 0.23315 | 0.24015
42 | Total Utility Distribution Co. (UDC) Rate |  | 0.22191 | 0.22244 | 0.2494 | 0.27447 | 0.29722 | 0.29722 | 0.30614 | 0.31532 | 0.32478 | 0.33452 | 0.34456 | 0.3549 | 0.36554 | 0.37651 | 0.38781 | 0.39944 | 0.41142 | 0.42377 | 0.43648 | 0.44957 | 0.46306 | 0.47695 | 0.49126 | 0.506 | 0.52118 | 0.53681 | 0.55292 | 0.56951 | 0.58659 | 0.60419 | 0.62231
43 | Total |  | 0.34935 | 0.33714 | 0.3641 | 0.38916 | 0.41192 | 0.41192 | 0.42427 | 0.437 | 0.45011 | 0.46362 | 0.47752 | 0.49185 | 0.50661 | 0.5218 | 0.53746 | 0.55358 | 0.57019 | 0.5873 | 0.60491 | 0.62306 | 0.64175 | 0.66101 | 0.68084 | 0.70126 | 0.7223 | 0.74397 | 0.76629 | 0.78928 | 0.81295 | 0.83734 | 0.86246
44 | Commodity Growth Rate (2029+) | 3% |  | -10% | 0% | 0% | 0% | 0% | 3% | 3% | 3% | 3% | 3% | 3% | 3% | 3% | 3% | 3% | 3% | 3% | 3% | 3% | 3% | 3% | 3% | 3% | 3% | 3% | 3% | 3% | 3% | 3% | 3%
45 | UDC Growth Rate (2029+) (1) | 3% |  | 0.24% | 12.12% | 10.05% | 8.29% | 0% | 3% | 3% | 3% | 3% | 3% | 3% | 3% | 3% | 3% | 3% | 3% | 3% | 3% | 3% | 3% | 3% | 3% | 3% | 3% | 3% | 3% | 3% | 3% | 3% | 3%
46
47 |  |  | 2023: Escalation in Electric Rates
48 |  |  | 2023: UDC Rates; 2024: Commodity
49 |  | Residential | 2023: 3.997%; 2024: 1.99%
50 |  | Small Commercial | 2023: 3.997%; 2024: 1.99%
51 |  | Medium/Large Commercial & Industrial | 2023: 3.997%; 2024: 1.99%
52 |  | Agricultural | 2023: 3.997%; 2024: 1.99%
53 |  | Lighting | 2023: 3.997%; 2024: 1.99%
54
55 |  | Average | 2023: 3.997%; 2024: 1.99%
56
57
58
59 |  | Data for Graphs
60
61 |  | Bundled Service Rates by Customer Class ($/kWh)
62 |  |  | 2025 | 2026 | 2027 | 2028 | 2029 | 2030 | 2031 | 2032 | 2033 | 2034
63 |  | Residential | 0.39885 | 0.42255 | 0.44406 | 0.44406 | 0.45738 | 0.47111 | 0.48524 | 0.4998 | 0.51479 | 0.53023
64 |  | Small Commercial | 0.40414 | 0.43019 | 0.45383 | 0.45383 | 0.46745 | 0.48147 | 0.49591 | 0.51079 | 0.52612 | 0.5419
65 |  | Medium/Large Commercial & Industrial | 0.36365 | 0.38317 | 0.40089 | 0.40089 | 0.41291 | 0.4253 | 0.43806 | 0.4512 | 0.46474 | 0.47868
66 |  | Agricultural | 0.3111 | 0.32701 | 0.34146 | 0.34146 | 0.3517 | 0.36225 | 0.37312 | 0.38431 | 0.39584 | 0.40772
67 |  | Lighting | 0.3641 | 0.38916 | 0.41192 | 0.41192 | 0.42427 | 0.437 | 0.45011 | 0.46362 | 0.47752 | 0.49185
68
69 |  | Delivery Only Rates by Customer Class ($/kWh)
70 |  |  | 2025 | 2026 | 2027 | 2028 | 2029 | 2030 | 2031 | 2032 | 2033 | 2034
71 |  | Residential | 0.23584 | 0.25954 | 0.28105 | 0.28105 | 0.28949 | 0.29817 | 0.30712 | 0.31633 | 0.32582 | 0.33559
72 |  | Small Commercial | 0.25919 | 0.28524 | 0.30889 | 0.30889 | 0.31815 | 0.3277 | 0.33753 | 0.34765 | 0.35808 | 0.36883
73 |  | Medium/Large Commercial & Industrial | 0.19421 | 0.21373 | 0.23144 | 0.23144 | 0.23839 | 0.24554 | 0.25291 | 0.26049 | 0.26831 | 0.27636
74 |  | Agricultural | 0.15836 | 0.17427 | 0.18872 | 0.18872 | 0.19438 | 0.20021 | 0.20622 | 0.2124 | 0.21878 | 0.22534
75 |  | Lighting | 0.2494 | 0.27447 | 0.29722 | 0.29722 | 0.30614 | 0.31532 | 0.32478 | 0.33452 | 0.34456 | 0.3549
Note on B13: AL 4103-E-A

## Historic SDG&E
| City of San Diego Electric Municipalization - Pro Forma Financial Analysis ($000) |  | PROPRIETARY AND CONFIDENTIAL |  | THE CONFIDENTIALITY OF THIS XLS SPREADSHEET WAS VOIDED IN AUGUST 17, 2024 VIA A PRA REQUEST SETTLEMENT BETWEEN PLAINTIFF W. POWERS AND THE CITY OF SAN DIEGO
Line
No. | HISTORIC SDG&E RATES AND CUSTOMERS (1)
1
2 | RATES
3
4 |  | Effective 1/1/2017 |  |  | Effective 1/1/2018 |  |  | Effective 1/1/2019 |  |  | Effective 1/1/2020 |  |  | Effective 2/1/2021 |  |  | Effective 1/1/2022 |  |  | Effective 1/1/2023 (1)
5 |  | UDC Rate | Avg. Commodity | Total | UDC Rate | Avg. Commodity | Total | UDC Rate | Avg. Commodity | Total | UDC Rate | Avg. Commodity | Total | UDC Rate | Avg. Commodity | Total | UDC Rate | Avg. Commodity | Total | UDC Rate | Avg. Commodity | Total
6 | Residential | 15.127 | 12.032 | 27.159 | 16.054 | 11.507 | 27.561 | 15.774 | 8.484 | 24.258 | 16.222 | 10.385 | 26.607 | 19.368 | 11.139 | 30.507 | 19.728 | 14.795 | 34.523 | 20.984 | 18.112 | 39.096
7 | Small Commercial | 14.287 | 11.597 | 25.884 | 14.947 | 11.295 | 26.242 | 14.683 | 8.55 | 23.233 | 15.249 | 9.385 | 24.634 | 17.49 | 9.652 | 27.142 | 19.648 | 12.595 | 32.243 | 23.062 | 16.105 | 39.167
8 | Med&Lg&C&I | 9.486 | 11.743 | 21.229 | 9.878 | 11.507 | 21.385 | 9.707 | 8.602 | 18.309 | 11.642 | 10.743 | 22.385 | 12.983 | 11.307 | 24.29 | 14.623 | 14.49 | 29.113 | 17.28 | 18.827 | 36.107
9 | Agriculture | 9.414 | 9.922 | 19.336 | 9.891 | 9.577 | 19.468 | 9.701 | 7.084 | 16.785 | 9.622 | 7.497 | 17.119 | 10.651 | 7.944 | 18.595 | 12.267 | 10.898 | 23.165 | 14.09 | 16.971 | 31.061
10 | Lighting | 13.81 | 7.962 | 21.772 | 14.02 | 7.615 | 21.635 | 13.783 | 5.613 | 19.396 | 14.814 | 6.803 | 21.617 | 17.358 | 7.303 | 24.661 | 19.307 | 9.702 | 29.009 | 22.191 | 12.744 | 34.935
11 | Avg. System Total | 11.97 | 11.789 | 23.759 | 12.575 | 11.422 | 23.997 | 12.355 | 8.503 | 20.858 | 13.609 | 10.299 | 23.908 | 15.663 | 10.894 | 26.557 | 16.841 | 14.218 | 31.059 | 19.185 | 19.3 | 38.485
12 | (1) SDG&E Advice Letters and Kenneth Schiermeyer testimony.
13 | [19 empty] | (1) AL-4103-E-A
14 | UDC RATE | Residential | Small Commercial | Med/Large Com. | Agriculture | Lighting | Avg. System Total | Growth |  | UDC GROWTH RATE | Residential | Small Commercial | Med/Large Com. | Agriculture | Lighting | Avg. System Total
15 | 2017 | 15.127 | 14.287 | 9.486 | 9.414 | 13.81 | 11.97 |  |  | 2017
16 | 2018 | 16.054 | 14.947 | 9.878 | 9.891 | 14.02 | 12.575 | 5.054% |  | 2018 | 6.128% | 4.62% | 4.132% | 5.067% | 1.521% | 5.054%
17 | 2019 | 15.774 | 14.683 | 9.707 | 9.701 | 13.783 | 12.355 | -1.75% |  | 2019 | -1.744% | -1.766% | -1.731% | -1.921% | -1.69% | -1.75%
18 | 2020 | 16.222 | 15.249 | 11.642 | 9.622 | 14.814 | 13.609 | 10.15% |  | 2020 | 2.84% | 3.855% | 19.93% | -0.8143% | 7.48% | 10.15%
19 | 2021 | 19.368 | 17.49 | 12.983 | 10.651 | 17.358 | 15.663 | 15.09% |  | 2021 | 19.39% | 14.7% | 11.52% | 10.69% | 17.17% | 15.09%
20 | 2022 | 19.728 | 19.648 | 14.623 | 12.267 | 19.307 | 16.841 | 7.521% |  | 2022 | 1.859% | 12.34% | 12.63% | 15.17% | 11.23% | 7.521%
21 | 2023 | 20.984 | 23.062 | 17.28 | 14.09 | 22.191 | 19.185 | 13.92% |  | 2023 | 6.367% | 17.38% | 18.17% | 14.86% | 14.94% | 13.92%
22 | [6 empty] | AVG | 8.331% |  | AVG Since 2017 | 5.807% | 8.52% | 10.78% | 7.177% | 8.442% | 8.331%
23 | [9 empty] | AVG Since 2017 to 2022 | 5.695% | 6.749% | 9.297% | 5.64% | 7.142% | 7.214%
24
25 | Commodity Rate | Residential | Small Commercial | Med/Large Com. | Agriculture | Lighting | Avg. System Total | Growth |  | Commodity Growth Rate | Residential | Small Commercial | Med/Large Com. | Agriculture | Lighting | Avg. System Total
26 | 2017 | 12.032 | 11.597 | 11.743 | 9.922 | 7.962 | 11.789 |  |  | 2017
27 | 2018 | 11.507 | 11.295 | 11.507 | 9.577 | 7.615 | 11.422 | -3.113% |  | 2018 | -4.363% | -2.604% | -2.01% | -3.477% | -4.358% | -3.113%
28 | 2019 | 8.484 | 8.55 | 8.602 | 7.084 | 5.613 | 8.503 | -25.56% |  | 2019 | -26.27% | -24.3% | -25.25% | -26.03% | -26.29% | -25.56%
29 | 2020 | 10.385 | 9.385 | 10.743 | 7.497 | 6.803 | 10.299 | 21.12% |  | 2020 | 22.41% | 9.766% | 24.89% | 5.83% | 21.2% | 21.12%
30 | 2021 | 11.139 | 9.652 | 11.307 | 7.944 | 7.303 | 10.894 | 5.777% |  | 2021 | 7.26% | 2.845% | 5.25% | 5.962% | 7.35% | 5.777%
31 | 2022 | 14.795 | 12.595 | 14.49 | 10.898 | 9.702 | 14.218 | 30.51% |  | 2022 | 32.82% | 30.49% | 28.15% | 37.19% | 32.85% | 30.51%
32 | 2023 | 18.112 | 16.105 | 18.827 | 16.971 | 12.744 | 19.3 | 35.74% |  | 2023 | 22.42% | 27.87% | 29.93% | 55.73% | 31.35% | 35.74%
33 | [6 empty] | AVG | 10.75% |  | AVG Since 2017 | 9.046% | 7.344% | 10.16% | 12.53% | 10.35% | 10.75%
34 | [9 empty] | AVG Since 2017 to 2022 | 6.371% | 3.239% | 6.207% | 3.894% | 6.15% | 5.748%
35
36 | CUSTOMERS AND SALES (1)
37
38 | SDG&E
39 | Source: | FERC Form 1 |  |  |  |  | Sempra AR |  |  |  | 2024 GRC Forecast
40 | Customers | 2013 | 2014 | 2015 | 2016 | 2017 | 2018 | 2019 | 2020 | 2021 | 2022
41 | Residential | 1241148.417 | 1248116.9566 | 1256146.8707 | 1263658.0679 | 1271542.5638 | 1293600 | 1305380 | 1317080 | 1329156 | 1341338
42 | Commercial - Small | 134270.8184 | 135024.694 | 135893.3919 | 137185.5994 | 138518.1913 | 139945.1736 | 140465.504 | 140679.6479 | 141090.6341 | 136020.7336
43 | Commercial - Med./Large | 14939.5631 | 15023.4427 | 15120.0978 | 15263.8745 | 15412.1446 | 15570.9169 | 15628.8112 | 15652.6378 | 15698.3659 | 15134.2664
44 | Industrial | 383.7812 | 385.936 | 388.4189 | 390.7415 | 393.1795 | 400 | 410 | 370 | 390 | 390
45 | Agriculture | 3810.8606 | 3832.257 | 3856.9123 | 3893.5876 | 3931.4091 | 3971.9095 | 4003.6848 | 4035.7143 | 4068 | 4107
46 | Lighting | 5192.5597 | 5221.7138 | 5255.3083 | 5305.281 | 5356.8153 | 5412 | 5412 | 5412 | 5412 | 5335
47 | Total | 1399746 | 1407605 | 1416661 | 1425697.1518 | 1435154.3037 | 1458900 | 1471300 | 1483230 | 1495815 | 1502325
48 | % Growth in Customers |  | 0.5615% | 0.6434% | 0.6378% | 0.6633% | 1.655% | 0.85% | 0.8108% | 0.8485% | 0.4352%
49
50 |  | FERC Form 1 2013: FERC Form 1; Sempra AR 2018: Sempra AR; 2024 GRC Forecast 2022: 2024 GRC Forecast
51 | Sales (MWh) | 2013 | 2014 | 2015 | 2016 | 2017 | 2018 | 2019 | 2020 | 2021 | 2022
52 | Residential | 7488860.0674 | 6832597.5181 | 7560940.0679 | 6328201.2939 | 6280431.1761 | 6195715.456 | 5763009.216 | 6347952.0755 | 5994306.562 | 6007373.9196
53 | Commercial - Small | 10961214.9378 | 10000663.5597 | 11066716.2252 | 9262394.2667 | 9192474.6095 | 9068478.8066 | 8747743.0339 | 8060079.6339 | 7789425.3822 | 8076913.4134
54 | Commercial - Med./Large | 1219593.093 | 1112717.9124 | 1231331.6313 | 1030574.8164 | 1022795.2472 | 1008998.9275 | 973312.4516 | 896799.9904 | 866685.8052 | 898672.9909
55 | Industrial | 2202846.8525 | 2009807.3407 | 2224049.1718 | 1861439.2814 | 1847387.7098 | 1822468.5958 | 1792948.7742 | 1711886.379 | 1732583.0881 | 1739083.3292
56 | Agriculture | 436179.9788 | 397956.7269 | 440378.1949 | 368578.7531 | 365796.438 | 360862.269 | 321220.1614 | 349196.1831 | 344009.7436 | 351753.2177
57 | Lighting | 96690.0705 | 88216.9422 | 97620.7089 | 81704.5884 | 81087.8195 | 79994.039 | 83738.284 | 80854.677 | 77784.1908 | 77556.2424
58 | Total | 22405385 | 20441960 | 22621036 | 18932893 | 18789973 | 18536518.094 | 17681971.921 | 17446768.9389 | 16804794.7719 | 17151353.1133
59 | % Growth in Sales |  | -8.763% | 10.66% | -16.3% | -0.7549% | -1.349% | -4.61% | -1.33% | -3.68% | 2.062%
60
61 | MWh/Customer | 2013 | 2014 | 2015 | 2016 | 2017 | 2018 | 2019 | 2020 | 2021 | 2022
62 | Residential | 6.0338 | 5.4743 | 6.0192 | 5.0078 | 4.9392 | 4.7895 | 4.4148 | 4.8197 | 4.5099 | 4.4786
63 | Commercial - Small | 81.6351 | 74.0654 | 81.4368 | 67.5172 | 66.3629 | 64.8002 | 62.2768 | 57.2939 | 55.2087 | 59.38
64 | Commercial - Med./Large | 81.6351 | 74.0654 | 81.4368 | 67.5172 | 66.3629 | 64.8002 | 62.2768 | 57.2939 | 55.2087 | 59.38
65 | Industrial | 5739.8508 | 5207.6185 | 5725.9029 | 4763.8636 | 4698.5858 | 4556.1715 | 4373.0458 | 4626.7199 | 4442.5207 | 4459.188
66 | Agriculture | 114.4571 | 103.844 | 114.179 | 94.663 | 93.0446 | 90.8536 | 80.2311 | 86.5265 | 84.5648 | 85.6472
67 | Lighting | 18.6209 | 16.8943 | 18.5756 | 15.4006 | 15.1373 | 14.7809 | 15.4727 | 14.9399 | 14.3725 | 14.5373
68 | Total | 16.0068 | 14.5225 | 15.9679 | 13.2797 | 13.0927 | 12.7058 | 12.0179 | 11.7627 | 11.2345 | 11.4165
69
70 | City of San Diego
71 | Source: | 2018: SDCP forecast & Information on City's customers
72 | Customers | 2013 | 2014 | 2015 | 2016 | 2017 | 2018 | 2019 | 2020 | 2021 | 2022
73 | Residential | 535593.4494 | 538284.8737 | 540989.8228 | 543708.3647 | 546440.5675 | 549186.5 | 574214.75 | 592909.3522 | 611603.9544 | 630298.5567
74 | Commercial - Small | 535593.4494 | 538284.8737 | 540989.8228 | 543708.3647 | 546440.5675 | 549186.5 | 574214.75 | 592909.3522 | 611603.9544 | 630298.5567
75 | Commercial - Med./Large | 33962.5502 | 34133.2163 | 34304.74 | 34477.1256 | 34650.3775 | 34824.5 | 35003.25 | 45401.2746 | 55799.2993 | 66197.3239
76 | Industrial | 114.5917 | 115.1676 | 115.7463 | 116.3279 | 116.9125 | 117.5 | 108.75 | 108.75 | 108.75 | 108.75
77 | Agriculture | 257.1944 | 258.4868 | 259.7857 | 261.0912 | 262.4032 | 263.7218 | 265.0404 | 266.3656 | 267.6975 | 269.036
78 | Lighting | 1726.5506 | 1735.2267 | 1743.9465 | 1752.71 | 1761.5176 | 1770.3694 | 1770.3694 | 1770.3694 | 1770.3694 | 1770.3694
79 | Total | 1107247.7856 | 1112811.8448 | 1118403.8642 | 1124023.9841 | 1129672.3458 | 1135349.0913 | 1185576.9099 | 1233365.4642 | 1281154.0251 | 1328942.5926
80
81 | % Growth in Customers |  | 0.5025% | 0.5025% | 0.5025% | 0.5025% | 0.5025% | 4.424% | 4.031% | 3.875% | 3.73%
82 | Residential |  | 0.5025% | 0.5025% | 0.5025% | 0.5025% | 0.5025% | 4.557% | 3.256% | 3.153% | 3.057%
83 | Commercial - Small |  | 0.5025% | 0.5025% | 0.5025% | 0.5025% | 0.5025% | 4.557% | 3.256% | 3.153% | 3.057%
84 | Commercial - Med./Large |  | 0.5025% | 0.5025% | 0.5025% | 0.5025% | 0.5025% | 0.5133% | 29.71% | 22.9% | 18.63%
85 | Industrial |  | 0.5025% | 0.5025% | 0.5025% | 0.5025% | 0.5025% | -7.447% | 0% | 0% | 0%
86 | Agriculture |  | 0.5025% | 0.5025% | 0.5025% | 0.5025% | 0.5025% | 0.5% | 0.5% | 0.5% | 0.5%
87 | Lighting |  | 0.5025% | 0.5025% | 0.5025% | 0.5025% | 0.5025% | 0% | 0% | 0% | 0%
88
89 | Sales (MWh) | 2013 | 2014 | 2015 | 2016 | 2017 | 2018 | 2019 | 2020 | 2021 | 2022
90 | Residential | 3293397.449 | 3003029.6591 | 3318496.4713 | 2774812.3277 | 2750542.6415 | 2620144.8299 | 2598003.6161 | 2648978.042 | 2606818.6863 | 2686500.0521
91 | Commercial - Small | 3293397.449 | 3003029.6591 | 3318496.4713 | 2774812.3277 | 2750542.6415 | 2620144.8299 | 2598003.6161 | 2648978.042 | 2606818.6863 | 2686500.0521
92 | Commercial - Med./Large | 2602190.0884 | 2372763.7295 | 2622021.4109 | 2192443.8966 | 2173267.8519 | 1703422.464 | 1632169.9585 | 2105884.4562 | 2535664.0091 | 3008177.0544
93 | Industrial | 768352.6151 | 700609.5461 | 774208.2398 | 647366.2355 | 641704.0957 | 651594.1204 | 603071.154 | 603071.154 | 603071.154 | 603071.154
94 | Agriculture | 2018: 23960.0765; 2019: 21264.4939; 2020: 23047.683; 2021: 22637.7916; 2022: 23042.1869
95 | Lighting | 199072.1912 | 181520.6648 | 200589.3228 | 167725.8754 | 166258.8738 | 163922.0009 | 158376.2721 | 157038.8174 | 58386.1446 | 26540.4057
96 | Total | 10156409.7928 | 9260953.2586 | 10233811.9162 | 8557160.6631 | 8482316.1044 | 7783188.3216 | 7610889.1106 | 8186998.1946 | 8433396.4719 | 9033830.9053
97
98 | % Growth in Sales |  | -8.817% | 10.5% | -16.38% | -0.8746% | -8.242% | -2.214% | 7.57% | 3.01% | 7.12%
99 | Residential |  | -8.817% | 10.5% | -16.38% | -0.8746% | -4.741% | -0.845% | 1.962% | -1.592% | 3.057%
100 | Commercial - Small |  | -8.817% | 10.5% | -16.38% | -0.8746% | -4.741% | -0.845% | 1.962% | -1.592% | 3.057%
101 | Commercial - Med./Large |  | -8.817% | 10.5% | -16.38% | -0.8746% | -21.62% | -4.183% | 29.02% | 20.41% | 18.63%
102 | Industrial |  | -8.817% | 10.5% | -16.38% | -0.8746% | 1.541% | -7.447% | 0% | 0% | 0%
103 | Agriculture | 2019: -11.25%; 2020: 8.386%; 2021: -1.778%; 2022: 1.786%
104 | Lighting |  | -8.817% | 10.5% | -16.38% | -0.8746% | -1.406% | -3.383% | -0.8445% | -62.82% | -54.54%
105
106 | City MWh/Customer | 2013 | 2014 | 2015 | 2016 | 2017 | 2018 | 2019 | 2020 | 2021 | 2022
107 | Residential | 6.1491 | 5.5789 | 6.1341 | 5.1035 | 5.0336 | 4.771 | 4.5244 | 4.4678 | 4.2623 | 4.2623
108 | Commercial - Small | 6.1491 | 5.5789 | 6.1341 | 5.1035 | 5.0336 | 4.771 | 4.5244 | 4.4678 | 4.2623 | 4.2623
109 | Commercial - Med./Large | 76.6194 | 69.5148 | 76.4332 | 63.5913 | 62.7199 | 48.9145 | 46.6291 | 46.3838 | 45.4426 | 45.4426
110 | Industrial | 6705.1316 | 6083.3928 | 6688.838 | 5565.0109 | 5488.7552 | 5545.4819 | 5545.4819 | 5545.4819 | 5545.4819 | 5545.4819
111 | Agriculture | 0 | 0 | 0 | 0 | 0 | 90.8536 | 80.2311 | 86.5265 | 84.5648 | 85.6472
112 | Lighting | 115.3005 | 104.6092 | 115.0203 | 95.6952 | 94.3839 | 92.592 | 89.4594 | 88.704 | 32.9796 | 14.9915
113 | Total | 9.1727 | 8.3221 | 9.1504 | 7.613 | 7.5087 | 6.8553 | 6.4196 | 6.6379 | 6.5827 | 6.7978
114
115 | (1) Siemens Load and O&M Forecast 4/7/23.
SDG&E CUSTOMERS (1)
|  |  | 2019 | 2020 | 2021 | 2022 | 2023 |  | Growth | 2020 | 2021 | 2022 | 2023 | AVG Growth 20 - 23
|  | Residential | 1298976 | 1311290 | 1330082.2959 | 1341130.3911 | 1353580.9232 |  | Residential | 0.948% | 1.433% | 0.8306% | 0.9284% | 1.035%
|  | Small Commercial | 150666 | 151058 | 153222.8351 | 154495.5537 | 155929.8302 |  | Small Commercial | 0.2602% | 1.433% | 0.8306% | 0.9284% | 0.8631%
|  | Med/Lg Com/Ind | 421 | 392 | 397.6178 | 400.9206 | 404.6425 |  | Med/Lg Com/Ind | -6.888% | 1.433% | 0.8306% | 0.9284% | -0.9241%
|  | Agriculture | 4068 | 4068 | 4126.2991 | 4160.5735 | 4199.1986 |  | Agriculture | 0% | 1.433% | 0.8306% | 0.9284% | 0.798%
|  | Lighting | 2074 | 2090 | 2119.9521 | 2137.5611 | 2157.4054 |  | Lighting | 0.7715% | 1.433% | 0.8306% | 0.9284% | 0.9909%
|  | Total | 1456205 | 1468898 | 1489949 | 1502325 | 1516272 |  | Total | 0.8716% | 1.433% | 0.8306% | 0.9284% | 1.016%
|  |  | 2019 | 2020 | 2021 | 2022 | 2023
|  | Residential | 89.2% | 89.27% | 89.27% | 89.27% | 89.27%
|  | Small Commercial | 10.35% | 10.28% | 10.28% | 10.28% | 10.28%
|  | Med/Lg Com/Ind | 0.02891% | 0.02669% | 0.02669% | 0.02669% | 0.02669%
|  | Agriculture | 0.2794% | 0.2769% | 0.2769% | 0.2769% | 0.2769%
|  | Lighting | 0.1424% | 0.1423% | 0.1423% | 0.1423% | 0.1423%
|  | Total | 100% | 100% | 100% | 100% | 100%
San Diego CUSTOMERS
[5 empty] | Assumed % within SD | 40% | 2023
[6 empty] | Residential | 536452.1564
[6 empty] | Small Commercial | 61798.2215
[6 empty] | Med/Lg Com/Ind | 160.3682
[6 empty] | Agriculture | 1664.2294
[6 empty] | Lighting | 855.0244
[6 empty] | Total | 600930
SDG&E MWH SALES (1)
|  |  | 2019 | 2020 | 2021 | 2022 | 2023 |  | Growth | 2020 | 2021 | 2022 | 2023 | AVG Growth 20 - 23
|  | Residential | 5981976 | 6606155 | 6550528.5181 | 6604939.3341 | 6666257.0176 |  | Residential | 10.43% | -0.842% | 0.8306% | 0.9284% | 2.838%
|  | Small Commercial | 6294640 | 5872843 | 5823391.3 | 5871762.2783 | 5926273.4317 |  | Small Commercial | -6.701% | -0.842% | 0.8306% | 0.9284% | -1.446%
|  | Med/Lg Com/Ind | 2052235 | 1841889 | 1826379.5539 | 1841550.0552 | 1858646.2885 |  | Med/Lg Com/Ind | -10.25% | -0.842% | 0.8306% | 0.9284% | -2.333%
|  | Agriculture | 190476.1905 | 190476.1905 | 188872.3043 | 190441.139 | 192209.1204 |  | Agriculture | 0% | -0.842% | 0.8306% | 0.9284% | 0.2292%
|  | Lighting | 76956 | 77228 | 76577.7092 | 77213.7885 | 77930.6112 |  | Lighting | 0.3534% | -0.842% | 0.8306% | 0.9284% | 0.3176%
|  | Total | 14596283.1905 | 14588591.1905 | 14465749.3854 | 14585906.5951 | 14721316.4693 |  | Total | -0.0527% | -0.842% | 0.8306% | 0.9284% | 0.2161%
|  | AVG MWh per Customer | 10.0235 | 9.9317 | 9.7089 | 9.7089 | 9.7089
|  |  | 2019 | 2020 | 2021 | 2022 | 2023
|  | Residential | 40.98% | 45.28% | 45.28% | 45.28% | 45.28%
|  | Small Commercial | 43.12% | 40.26% | 40.26% | 40.26% | 40.26%
|  | Med/Lg Com/Ind | 14.06% | 12.63% | 12.63% | 12.63% | 12.63%
|  | Agriculture | 1.305% | 1.306% | 1.306% | 1.306% | 1.306%
|  | Lighting | 0.5272% | 0.5294% | 0.5294% | 0.5294% | 0.5294%
|  | Total | 100% | 100% | 100% | 100% | 100%
San Diego CUSTOMERS
[5 empty] | Assumed % within SD | 40% | 2023
[6 empty] | Residential | 2641975.7336
[6 empty] | Small Commercial | 2348704.9113
[6 empty] | Med/Lg Com/Ind | 736620.0221
[6 empty] | Agriculture | 76176.4556
[6 empty] | Lighting | 30885.5154
[6 empty] | Total | 5834362.638
(1) Based on Siemens review of Ferc Form 1 2/28/23 with estimated usage at 16.7 MWh per customer.

## Load Forecast
| City of San Diego Electric Municipalization - Pro Forma Financial Analysis ($000) |  | PROPRIETARY AND CONFIDENTIAL |  | THE CONFIDENTIALITY OF THIS XLS SPREADSHEET WAS VOIDED IN AUGUST 17, 2024 VIA A PRA REQUEST SETTLEMENT BETWEEN PLAINTIFF W. POWERS AND THE CITY OF SAN DIEGO
Line |  | BASE
No. | LOAD FORECAST - CUSTOMERS AND SALES (1) | 2023 | 2024 | 2025 | 2026 | 2027 | 2028 | 2029 | 2030 | 2031 | 2032 | 2033 | 2034 | 2035 | 2036 | 2037 | 2038 | 2039 | 2040 | 2041 | 2042 | 2043 | 2044 | 2045 | 2046 | 2047 | 2048 | 2049 | 2050 | 2051 | 2052 | 2053
1
2 | CUSTOMERS AND SALES
3
4 | SDG&E
5 | Source: | BASE 2023: 2024 GRC Forecast; BASE 2025: Preliminary Forecast considering Electrification & EE and similar penetration of DG
6 | Customers | 2023 | 2024 | 2025 | 2026 | 2027 | 2028 | 2029 | 2030 | 2031 | 2032 | 2033 | 2034 | 2035 | 2036 | 2037 | 2038 | 2039 | 2040 | 2041 | 2042 | 2043 | 2044 | 2045 | 2046 | 2047 | 2048 | 2049 | 2050 | 2051 | 2052 | 2053
7 | Residential | 1354871 | 1369484 | 1381809.356 | 1394245.6402 | 1406793.851 | 1419454.9956 | 1432230.0906 | 1445120.1614 | 1458126.2429 | 1471249.379 | 1484490.6235 | 1497851.0391 | 1511331.6984 | 1523422.352 | 1535609.7308 | 1547894.6087 | 1560277.7655 | 1572759.9877 | 1585342.0676 | 1598024.8041 | 1610809.0025 | 1623695.4746 | 1636685.0383 | 1649778.5187 | 1662976.7468 | 1676280.5608 | 1689690.8053 | 1703208.3317 | 1716833.9984 | 1730568.6703 | 1744413.2197
8 | Commercial - Small | 136425.6777 | 136862.1175 | 137135.8417 | 137410.1134 | 137684.9336 | 137960.3035 | 138236.2241 | 138512.6966 | 138789.722 | 139067.3014 | 139345.436 | 139624.1269 | 139903.3751 | 140183.1819 | 140463.5482 | 140744.4753 | 141025.9643 | 141308.0162 | 141590.6322 | 141873.8135 | 142157.5611 | 142441.8763 | 142726.76 | 143012.2135 | 143298.238 | 143584.8344 | 143872.0041 | 144159.7481 | 144448.0676 | 144736.9637 | 145026.4377
9 | Commercial - Med./Large | 15179.3223 | 15227.8825 | 15258.3383 | 15288.8549 | 15319.4327 | 15350.0715 | 15380.7717 | 15411.5332 | 15442.3563 | 15473.241 | 15504.1875 | 15535.1958 | 15566.2662 | 15597.3988 | 15628.5936 | 15659.8508 | 15691.1705 | 15722.5528 | 15753.9979 | 15785.5059 | 15817.0769 | 15848.7111 | 15880.4085 | 15912.1693 | 15943.9936 | 15975.8816 | 16007.8334 | 16039.8491 | 16071.9288 | 16104.0726 | 16136.2808
10 | Industrial | 390 | 390 | 390 | 390 | 390 | 390 | 390 | 390 | 390 | 390 | 390 | 390 | 390 | 390 | 390 | 390 | 390 | 390 | 390 | 390 | 390 | 390 | 390 | 390 | 390 | 390 | 390 | 390 | 390 | 390 | 390
11 | Agriculture | 4137 | 4168 | 4201.344 | 4234.9548 | 4268.8344 | 4302.9851 | 4337.4089 | 4372.1082 | 4407.0851 | 4442.3418 | 4477.8805 | 4513.7035 | 4549.8132 | 4572.5622 | 4595.425 | 4618.4022 | 4641.4942 | 4664.7017 | 4688.0252 | 4711.4653 | 4735.0226 | 4758.6977 | 4782.4912 | 4806.4037 | 4830.4357 | 4854.5879 | 4878.8608 | 4903.2551 | 4927.7714 | 4952.4102 | 4977.1723
12 | Lighting | 5269 | 5205 | 5205 | 5205 | 5205 | 5205 | 5205 | 5205 | 5205 | 5205 | 5205 | 5205 | 5205 | 5205 | 5205 | 5205 | 5205 | 5205 | 5205 | 5205 | 5205 | 5205 | 5205 | 5205 | 5205 | 5205 | 5205 | 5205 | 5205 | 5205 | 5205
13 | Total | 1516272 | 1531337 | 1543999.88 | 1556774.5633 | 1569662.0517 | 1582663.3557 | 1595779.4953 | 1609011.4994 | 1622360.4062 | 1635827.2632 | 1649413.1274 | 1663119.0653 | 1676946.1529 | 1689370.4949 | 1701892.2977 | 1714512.3369 | 1727231.3945 | 1740050.2583 | 1752969.7229 | 1765990.5888 | 1779113.6632 | 1792339.7596 | 1805669.6981 | 1819104.3052 | 1832644.4141 | 1846290.8647 | 1860044.5036 | 1873906.184 | 1887876.7661 | 1901957.117 | 1916148.1104
14 | Annual Growth |  | 0.9936% | 0.8269% | 0.8274% | 0.8278% | 0.8283% | 0.8287% | 0.8292% | 0.8296% | 0.8301% | 0.8305% | 0.831% | 0.8314% | 0.7409% | 0.7412% | 0.7415% | 0.7418% | 0.7422% | 0.7425% | 0.7428% | 0.7431% | 0.7434% | 0.7437% | 0.744% | 0.7443% | 0.7446% | 0.7449% | 0.7452% | 0.7455% | 0.7458% | 0.7461%
15
16 | % Growth in Customers
17 | Residential |  | 1.079% | 0.9% | 0.9% | 0.9% | 0.9% | 0.9% | 0.9% | 0.9% | 0.9% | 0.9% | 0.9% | 0.9% | 0.8% | 0.8% | 0.8% | 0.8% | 0.8% | 0.8% | 0.8% | 0.8% | 0.8% | 0.8% | 0.8% | 0.8% | 0.8% | 0.8% | 0.8% | 0.8% | 0.8% | 0.8%
18 | Commercial - Small |  | 0.3199% | 0.2% | 0.2% | 0.2% | 0.2% | 0.2% | 0.2% | 0.2% | 0.2% | 0.2% | 0.2% | 0.2% | 0.2% | 0.2% | 0.2% | 0.2% | 0.2% | 0.2% | 0.2% | 0.2% | 0.2% | 0.2% | 0.2% | 0.2% | 0.2% | 0.2% | 0.2% | 0.2% | 0.2% | 0.2%
19 | Commercial - Med./Large |  | 0.3199% | 0.2% | 0.2% | 0.2% | 0.2% | 0.2% | 0.2% | 0.2% | 0.2% | 0.2% | 0.2% | 0.2% | 0.2% | 0.2% | 0.2% | 0.2% | 0.2% | 0.2% | 0.2% | 0.2% | 0.2% | 0.2% | 0.2% | 0.2% | 0.2% | 0.2% | 0.2% | 0.2% | 0.2% | 0.2%
20 | Industrial | bar: 2024 GRC Forecast 2024 to Preliminary Forecast considering Electrification & EE and similar penetration of DG 2053
21 | Agriculture |  | 0.7493% | 0.8% | 0.8% | 0.8% | 0.8% | 0.8% | 0.8% | 0.8% | 0.8% | 0.8% | 0.8% | 0.8% | 0.5% | 0.5% | 0.5% | 0.5% | 0.5% | 0.5% | 0.5% | 0.5% | 0.5% | 0.5% | 0.5% | 0.5% | 0.5% | 0.5% | 0.5% | 0.5% | 0.5% | 0.5%
22 | Lighting |  | -1.215% | 0% | 0% | 0% | 0% | 0% | 0% | 0% | 0% | 0% | 0% | 0% | 0% | 0% | 0% | 0% | 0% | 0% | 0% | 0% | 0% | 0% | 0% | 0% | 0% | 0% | 0% | 0% | 0% | 0%
23
24 | MWh/Customer (1) | 2023 | 2024 | 2025 | 2026 | 2027 | 2028 | 2029 | 2030 | 2031 | 2032 | 2033 | 2034 | 2035 | 2036 | 2037 | 2038 | 2039 | 2040 | 2041 | 2042 | 2043 | 2044 | 2045 | 2046 | 2047 | 2048 | 2049 | 2050 | 2051 | 2052 | 2053
25 | Residential | 4.4304 | 4.4304 | 4.4304 | 4.4304 | 4.4304 | 4.4304 | 4.4304 | 4.4304 | 4.4304 | 4.4304 | 4.4304 | 4.4304 | 4.4304 | 4.4304 | 4.4304 | 4.4304 | 4.4304 | 4.4304 | 4.4304 | 4.4304 | 4.4304 | 4.4304 | 4.4304 | 4.4304 | 4.4304 | 4.4304 | 4.4304 | 4.4304 | 4.4304 | 4.4304 | 4.4304
26 | Commercial - Small | 59.9867 | 60.4066 | 60.8294 | 61.2552 | 61.684 | 62.1158 | 62.5506 | 62.9885 | 63.4294 | 63.8734 | 64.3205 | 64.7708 | 65.2242 | 65.6807 | 66.1405 | 66.6035 | 67.0697 | 67.5392 | 68.012 | 68.4881 | 68.9675 | 69.4502 | 69.9364 | 70.4259 | 70.9189 | 71.4154 | 71.9153 | 72.4187 | 72.9256 | 73.4361 | 73.9501
27 | Commercial - Med./Large | 59.9867 | 60.4066 | 60.8294 | 61.2552 | 61.684 | 62.1158 | 62.5506 | 62.9885 | 63.4294 | 63.8734 | 64.3205 | 64.7708 | 65.2242 | 65.6807 | 66.1405 | 66.6035 | 67.0697 | 67.5392 | 68.012 | 68.4881 | 68.9675 | 69.4502 | 69.9364 | 70.4259 | 70.9189 | 71.4154 | 71.9153 | 72.4187 | 72.9256 | 73.4361 | 73.9501
28 | Industrial | 4425.4925 | 4425.4925 | 4425.4925 | 4425.4925 | 4425.4925 | 4425.4925 | 4425.4925 | 4425.4925 | 4425.4925 | 4425.4925 | 4425.4925 | 4425.4925 | 4425.4925 | 4425.4925 | 4425.4925 | 4425.4925 | 4425.4925 | 4425.4925 | 4425.4925 | 4425.4925 | 4425.4925 | 4425.4925 | 4425.4925 | 4425.4925 | 4425.4925 | 4425.4925 | 4425.4925 | 4425.4925 | 4425.4925 | 4425.4925 | 4425.4925
29 | Agriculture | 85.919 | 86.3486 | 86.7803 | 87.2142 | 87.6503 | 88.0885 | 88.529 | 88.9716 | 89.4165 | 89.8636 | 90.3129 | 90.7645 | 91.2183 | 91.6744 | 92.1327 | 92.5934 | 93.0564 | 93.5217 | 93.9893 | 94.4592 | 94.9315 | 95.4062 | 95.8832 | 96.3626 | 96.8444 | 97.3286 | 97.8153 | 98.3044 | 98.7959 | 99.2899 | 99.7863
30 | Lighting | 14.6584 | 14.6584 | 14.6584 | 14.6584 | 14.6584 | 14.6584 | 14.6584 | 14.6584 | 14.6584 | 14.6584 | 14.6584 | 14.6584 | 14.6584 | 14.6584 | 14.6584 | 14.6584 | 14.6584 | 14.6584 | 14.6584 | 14.6584 | 14.6584 | 14.6584 | 14.6584 | 14.6584 | 14.6584 | 14.6584 | 14.6584 | 14.6584 | 14.6584 | 14.6584 | 14.6584
31 | (1) Siemens Load and O&M Forecast 4/7/23.
32 | % Growth in MWh/Customer - Electrification
33 | Residential | bar: 2024 to 2053
34 | Commercial - Small |  | 1.5% | 1.5% | 1.5% | 1.5% | 1.5% | 1.5% | 1.5% | 1.5% | 1.5% | 1.5% | 1.5% | 1.5% | 1.5% | 1.5% | 1.5% | 1.5% | 1.5% | 1.5% | 1.5% | 1.5% | 1.5% | 1.5% | 1.5% | 1.5% | 1.5% | 1.5% | 1.5% | 1.5% | 1.5% | 1.5%
35 | Commercial - Med./Large |  | 1.5% | 1.5% | 1.5% | 1.5% | 1.5% | 1.5% | 1.5% | 1.5% | 1.5% | 1.5% | 1.5% | 1.5% | 1.5% | 1.5% | 1.5% | 1.5% | 1.5% | 1.5% | 1.5% | 1.5% | 1.5% | 1.5% | 1.5% | 1.5% | 1.5% | 1.5% | 1.5% | 1.5% | 1.5% | 1.5%
36 | Industrial | bar: 2024 to 2053
37 | Agriculture | bar: 2024 to 2053
38 | Lighting | bar: 2024 to 2053
39
40 | % Reduction in MWh/Customer - Distributed/Self-Generation/Energy Efficiency
41 | Residential |  | -1% | -1% | -1% | -1% | -1% | -1% | -1% | -1% | -1% | -1% | -1% | -1% | -1% | -1% | -1% | -1% | -1% | -1% | -1% | -1% | -1% | -1% | -1% | -1% | -1% | -1% | -1% | -1% | -1% | -1%
42 | Commercial - Small |  | -0.8% | -0.8% | -0.8% | -0.8% | -0.8% | -0.8% | -0.8% | -0.8% | -0.8% | -0.8% | -0.8% | -0.8% | -0.8% | -0.8% | -0.8% | -0.8% | -0.8% | -0.8% | -0.8% | -0.8% | -0.8% | -0.8% | -0.8% | -0.8% | -0.8% | -0.8% | -0.8% | -0.8% | -0.8% | -0.8%
43 | Commercial - Med./Large |  | -0.8% | -0.8% | -0.8% | -0.8% | -0.8% | -0.8% | -0.8% | -0.8% | -0.8% | -0.8% | -0.8% | -0.8% | -0.8% | -0.8% | -0.8% | -0.8% | -0.8% | -0.8% | -0.8% | -0.8% | -0.8% | -0.8% | -0.8% | -0.8% | -0.8% | -0.8% | -0.8% | -0.8% | -0.8% | -0.8%
44 | Industrial |  | -1% | -1% | -1% | -1% | -1% | -1% | -1% | -1% | -1% | -1% | -1% | -1% | -1% | -1% | -1% | -1% | -1% | -1% | -1% | -1% | -1% | -1% | -1% | -1% | -1% | -1% | -1% | -1% | -1% | -1%
45 | Agriculture |  | -0.5% | -0.5% | -0.5% | -0.5% | -0.5% | -0.5% | -0.5% | -0.5% | -0.5% | -0.5% | -0.5% | -0.5% | -0.5% | -0.5% | -0.5% | -0.5% | -0.5% | -0.5% | -0.5% | -0.5% | -0.5% | -0.5% | -0.5% | -0.5% | -0.5% | -0.5% | -0.5% | -0.5% | -0.5% | -0.5%
46 | Lighting | bar: 2024 to 2053
47
48 | Net Growth in MWh/Customer
49 | Residential | bar: 2024 to 2053
50 | Commercial - Small |  | 0.7% | 0.7% | 0.7% | 0.7% | 0.7% | 0.7% | 0.7% | 0.7% | 0.7% | 0.7% | 0.7% | 0.7% | 0.7% | 0.7% | 0.7% | 0.7% | 0.7% | 0.7% | 0.7% | 0.7% | 0.7% | 0.7% | 0.7% | 0.7% | 0.7% | 0.7% | 0.7% | 0.7% | 0.7% | 0.7%
51 | Commercial - Med./Large |  | 0.7% | 0.7% | 0.7% | 0.7% | 0.7% | 0.7% | 0.7% | 0.7% | 0.7% | 0.7% | 0.7% | 0.7% | 0.7% | 0.7% | 0.7% | 0.7% | 0.7% | 0.7% | 0.7% | 0.7% | 0.7% | 0.7% | 0.7% | 0.7% | 0.7% | 0.7% | 0.7% | 0.7% | 0.7% | 0.7%
52 | Industrial | bar: 2024 to 2053
53 | Agriculture |  | 0.5% | 0.5% | 0.5% | 0.5% | 0.5% | 0.5% | 0.5% | 0.5% | 0.5% | 0.5% | 0.5% | 0.5% | 0.5% | 0.5% | 0.5% | 0.5% | 0.5% | 0.5% | 0.5% | 0.5% | 0.5% | 0.5% | 0.5% | 0.5% | 0.5% | 0.5% | 0.5% | 0.5% | 0.5% | 0.5%
54 | Lighting | bar: 2024 to 2053
55
56 |  | 2023: 2024 GRC Forecast; 2025: Preliminary Forecast considering Electrification & EE and similar penetration of DG
57 | Sales (MWh) | 2023 | 2024 | 2025 | 2026 | 2027 | 2028 | 2029 | 2030 | 2031 | 2032 | 2033 | 2034 | 2035 | 2036 | 2037 | 2038 | 2039 | 2040 | 2041 | 2042 | 2043 | 2044 | 2045 | 2046 | 2047 | 2048 | 2049 | 2050 | 2051 | 2052 | 2053
58 | Residential | 6002600.911 | 6067342.1352 | 6121948.2144 | 6177045.7483 | 6232639.16 | 6288732.9125 | 6345331.5087 | 6402439.4923 | 6460061.4477 | 6518202.0007 | 6576865.8187 | 6636057.6111 | 6695782.1296 | 6749348.3866 | 6803343.1737 | 6857769.9191 | 6912632.0785 | 6967933.1351 | 7023676.6002 | 7079866.013 | 7136504.9411 | 7193596.9806 | 7251145.7565 | 7309154.9225 | 7367628.1619 | 7426569.1872 | 7485981.7407 | 7545869.5946 | 7606236.5514 | 7667086.4438 | 7728423.1353
59 | Commercial - Small | 8183724.3092 | 8267374.2198 | 8341896.331 | 8417090.1845 | 8492961.8355 | 8569517.3935 | 8646763.0232 | 8724704.9451 | 8803349.4355 | 8882702.8273 | 8962771.5106 | 9043561.933 | 9125080.6003 | 9207334.0768 | 9290328.9862 | 9374072.0116 | 9458569.8968 | 9543829.4458 | 9629857.5244 | 9716661.0602 | 9804247.043 | 9892622.5258 | 9981794.6252 | 10071770.522 | 10162557.4615 | 10254162.7544 | 10346593.7775 | 10439857.9738 | 10533962.8536 | 10628915.9948 | 10724725.0435
60 | Commercial - Med./Large | 910557.242 | 919864.4998 | 928156.1584 | 936522.558 | 944964.3723 | 953482.2812 | 962076.9705 | 970749.1323 | 979499.465 | 988328.6731 | 997237.4678 | 1006226.5663 | 1015296.6926 | 1024448.577 | 1033682.9565 | 1043000.5746 | 1052402.1818 | 1061888.5351 | 1071460.3983 | 1081118.5424 | 1090863.7449 | 1100696.7907 | 1110618.4716 | 1120629.5865 | 1130730.9416 | 1140923.3503 | 1151207.6334 | 1161584.619 | 1172055.1427 | 1182620.0478 | 1193280.1849
61 | Industrial | 1725942.0938 | 1725942.0938 | 1725942.0938 | 1725942.0938 | 1725942.0938 | 1725942.0938 | 1725942.0938 | 1725942.0938 | 1725942.0938 | 1725942.0938 | 1725942.0938 | 1725942.0938 | 1725942.0938 | 1725942.0938 | 1725942.0938 | 1725942.0938 | 1725942.0938 | 1725942.0938 | 1725942.0938 | 1725942.0938 | 1725942.0938 | 1725942.0938 | 1725942.0938 | 1725942.0938 | 1725942.0938 | 1725942.0938 | 1725942.0938 | 1725942.0938 | 1725942.0938 | 1725942.0938 | 1725942.0938
62 | Agriculture | 355446.843 | 359900.8832 | 364593.9907 | 369348.2964 | 374164.5981 | 379043.7045 | 383986.4344 | 388993.6175 | 394066.0943 | 399204.7162 | 404410.3456 | 409683.8566 | 415026.134 | 419186.771 | 423389.1184 | 427633.5943 | 431920.6211 | 436250.6253 | 440624.0379 | 445041.2938 | 449502.8328 | 454009.0987 | 458560.5399 | 463157.6093 | 467800.7644 | 472490.467 | 477227.184 | 482011.3865 | 486843.5506 | 491724.1572 | 496653.6919
63 | Lighting | 77234.9947 | 76296.8585 | 76296.8585 | 76296.8585 | 76296.8585 | 76296.8585 | 76296.8585 | 76296.8585 | 76296.8585 | 76296.8585 | 76296.8585 | 76296.8585 | 76296.8585 | 76296.8585 | 76296.8585 | 76296.8585 | 76296.8585 | 76296.8585 | 76296.8585 | 76296.8585 | 76296.8585 | 76296.8585 | 76296.8585 | 76296.8585 | 76296.8585 | 76296.8585 | 76296.8585 | 76296.8585 | 76296.8585 | 76296.8585 | 76296.8585
64 | Total | 17255506.3937 | 17416720.6903 | 17558833.6469 | 17702245.7396 | 17846968.9184 | 17993015.244 | 18140396.8892 | 18289126.1396 | 18439215.3948 | 18590677.1697 | 18743524.0952 | 18897768.9194 | 19053424.5089 | 19202556.7638 | 19352983.1872 | 19504715.0521 | 19657763.7305 | 19812140.6937 | 19967857.5132 | 20124925.8617 | 20283357.5141 | 20443164.3482 | 20604358.3456 | 20766951.5927 | 20930956.2817 | 21096384.7113 | 21263249.2879 | 21431562.5263 | 21601337.0507 | 21772585.5959 | 21945321.008
65 | Annual Growth (MWh) |  | 161214.2966 | 142112.9566 | 143412.0927 | 144723.1788 | 146046.3256 | 147381.6452 | 148729.2504 | 150089.2553 | 151461.7749 | 152846.9255 | 154244.8242 | 155655.5895 | 149132.2549 | 150426.4233 | 151731.865 | 153048.6784 | 154376.9632 | 155716.8195 | 157068.3485 | 158431.6524 | 159806.8341 | 161193.9974 | 162593.2471 | 164004.689 | 165428.4296 | 166864.5766 | 168313.2384 | 169774.5244 | 171248.5452 | 172735.4121
66 | Annual Growth (%) |  | 0.9343% | 0.816% | 0.8168% | 0.8175% | 0.8183% | 0.8191% | 0.8199% | 0.8206% | 0.8214% | 0.8222% | 0.8229% | 0.8237% | 0.7827% | 0.7834% | 0.784% | 0.7847% | 0.7853% | 0.786% | 0.7866% | 0.7872% | 0.7879% | 0.7885% | 0.7891% | 0.7897% | 0.7904% | 0.791% | 0.7916% | 0.7922% | 0.7928% | 0.7934%
67
68 | Changes in Sales (MWh) - Electrification (1)
69 | Residential |  | 125414.6455 | 115825.5614 | 116867.9914 | 117919.8033 | 118981.0816 | 120051.9113 | 121132.3785 | 122222.5699 | 123322.573 | 124432.4762 | 125552.3685 | 126682.3398 | 121059.7409 | 122028.2188 | 123004.4446 | 123988.4801 | 124980.388 | 125980.2311 | 126988.0729 | 128003.9775 | 129028.0093 | 130060.2334 | 131100.7153 | 132149.521 | 133206.7172 | 134272.3709 | 135346.5499 | 136429.3223 | 137520.7568 | 138620.9229
70 | Commercial - Small |  | 149329.1497 | 140793.383 | 142062.4945 | 143343.0458 | 144635.1401 | 145938.8812 | 147254.3743 | 148581.7252 | 149921.0409 | 151272.4291 | 152635.9988 | 154011.8597 | 155400.1226 | 156800.8993 | 158214.3026 | 159640.4464 | 161079.4453 | 162531.4155 | 163996.4736 | 165474.7379 | 166966.3271 | 168471.3616 | 169989.9625 | 171522.252 | 173068.3536 | 174628.3917 | 176202.492 | 177790.7813 | 179393.3874 | 181010.4394
71 | Commercial - Med./Large |  | 16615.0195 | 15665.2924 | 15806.4994 | 15948.9792 | 16092.7433 | 16237.8032 | 16384.1708 | 16531.8577 | 16680.8759 | 16831.2373 | 16982.9541 | 17136.0384 | 17290.5027 | 17446.3593 | 17603.6207 | 17762.2998 | 17922.4092 | 18083.9618 | 18246.9706 | 18411.4488 | 18577.4096 | 18744.8663 | 18913.8326 | 19084.3219 | 19256.3479 | 19429.9247 | 19605.066 | 19781.7861 | 19960.0991 | 20140.0194
72 | Industrial |  | 17259.4209 | 17259.4209 | 17259.4209 | 17259.4209 | 17259.4209 | 17259.4209 | 17259.4209 | 17259.4209 | 17259.4209 | 17259.4209 | 17259.4209 | 17259.4209 | 17259.4209 | 17259.4209 | 17259.4209 | 17259.4209 | 17259.4209 | 17259.4209 | 17259.4209 | 17259.4209 | 17259.4209 | 17259.4209 | 17259.4209 | 17259.4209 | 17259.4209 | 17259.4209 | 17259.4209 | 17259.4209 | 17259.4209 | 17259.4209
73 | Agriculture |  | 6244.5919 | 6507.008 | 6591.8594 | 6677.8172 | 6764.8959 | 6853.1102 | 6942.4747 | 7033.0046 | 7124.715 | 7217.6213 | 7311.739 | 7407.0841 | 6246.1433 | 6308.7609 | 6372.0062 | 6435.8856 | 6500.4053 | 6565.5719 | 6631.3918 | 6697.8715 | 6765.0176 | 6832.8369 | 6901.3361 | 6970.522 | 7040.4015 | 7110.9815 | 7182.2691 | 7254.2714 | 7326.9954 | 7400.4486
74 | Lighting |  | -938.1362 | 0 | 0 | 0 | 0 | 0 | 0 | 0 | 0 | 0 | 0 | 0 | 0 | 0 | 0 | 0 | 0 | 0 | 0 | 0 | 0 | 0 | 0 | 0 | 0 | 0 | 0 | 0 | 0 | 0
75 | Total |  | 313924.6913 | 296050.6657 | 298588.2656 | 301149.0665 | 303733.2818 | 306341.1269 | 308972.8193 | 311628.5784 | 314308.6257 | 317013.1849 | 319742.4814 | 322496.743 | 317255.9305 | 319843.6593 | 322453.7951 | 325086.5328 | 327742.0688 | 330420.6011 | 333122.3299 | 335847.4566 | 338596.1846 | 341368.7192 | 344165.2674 | 346986.0378 | 349831.2411 | 352701.0897 | 355595.798 | 358515.5819 | 361460.6597 | 364431.2512
76 |  | 2024 GRC Forecast 2024: (1) Includes Customer Growth.
77 | Reduction in Sales (MWh) - DG/Self-Generation/Energy Efficiency
78 | Residential |  | -60673.4214 | -61219.4821 | -61770.4575 | -62326.3916 | -62887.3291 | -63453.3151 | -64024.3949 | -64600.6145 | -65182.02 | -65768.6582 | -66360.5761 | -66957.8213 | -67493.4839 | -68033.4317 | -68577.6992 | -69126.3208 | -69679.3314 | -70236.766 | -70798.6601 | -71365.0494 | -71935.9698 | -72511.4576 | -73091.5492 | -73676.2816 | -74265.6919 | -74859.8174 | -75458.6959 | -76062.3655 | -76670.8644 | -77284.2314
79 | Commercial - Small |  | -65679.2391 | -66271.2717 | -66868.641 | -67471.3949 | -68079.5821 | -68693.2514 | -69312.4524 | -69937.2348 | -70567.6491 | -71203.7459 | -71845.5764 | -72493.1925 | -73146.6461 | -73805.99 | -74471.2772 | -75142.5612 | -75819.8963 | -76503.3368 | -77192.9379 | -77888.7551 | -78590.8443 | -79299.2622 | -80014.0657 | -80735.3125 | -81463.0606 | -82197.3686 | -82938.2957 | -83685.9015 | -84440.2462 | -85201.3906
80 | Commercial - Med./Large |  | -7307.7617 | -7373.6338 | -7440.0998 | -7507.1648 | -7574.8344 | -7643.114 | -7712.009 | -7781.525 | -7851.6677 | -7922.4426 | -7993.8555 | -8065.9122 | -8138.6183 | -8211.9798 | -8286.0026 | -8360.6926 | -8436.0559 | -8512.0985 | -8588.8266 | -8666.2462 | -8744.3638 | -8823.1855 | -8902.7177 | -8982.9668 | -9063.9392 | -9145.6416 | -9228.0804 | -9311.2623 | -9395.194 | -9479.8823
81 | Industrial |  | -17259.4209 | -17259.4209 | -17259.4209 | -17259.4209 | -17259.4209 | -17259.4209 | -17259.4209 | -17259.4209 | -17259.4209 | -17259.4209 | -17259.4209 | -17259.4209 | -17259.4209 | -17259.4209 | -17259.4209 | -17259.4209 | -17259.4209 | -17259.4209 | -17259.4209 | -17259.4209 | -17259.4209 | -17259.4209 | -17259.4209 | -17259.4209 | -17259.4209 | -17259.4209 | -17259.4209 | -17259.4209 | -17259.4209 | -17259.4209
82 | Agriculture |  | -1790.5517 | -1813.9005 | -1837.5537 | -1861.5154 | -1885.7896 | -1910.3803 | -1935.2916 | -1960.5278 | -1986.0931 | -2011.9918 | -2038.2281 | -2064.8066 | -2085.5063 | -2106.4135 | -2127.5303 | -2148.8588 | -2170.4011 | -2192.1594 | -2214.1358 | -2236.3325 | -2258.7517 | -2281.3957 | -2304.2667 | -2327.367 | -2350.6988 | -2374.2646 | -2398.0666 | -2422.1072 | -2446.3888 | -2470.9139
83 | Lighting |  | 0 | 0 | 0 | 0 | 0 | 0 | 0 | 0 | 0 | 0 | 0 | 0 | 0 | 0 | 0 | 0 | 0 | 0 | 0 | 0 | 0 | 0 | 0 | 0 | 0 | 0 | 0 | 0 | 0 | 0
84 | Total |  | -152710.3947 | -153937.7091 | -155176.1729 | -156425.8877 | -157686.9561 | -158959.4817 | -160243.5689 | -161539.3231 | -162846.8508 | -164166.2594 | -165497.6572 | -166841.1535 | -168123.6755 | -169417.236 | -170721.9302 | -172037.8544 | -173365.1056 | -174703.7817 | -176053.9813 | -177415.8041 | -178789.3506 | -180174.7219 | -181572.0203 | -182981.3488 | -184402.8115 | -185836.5132 | -187282.5596 | -188741.0575 | -190212.1145 | -191695.8391
85
86 | Net Change in Sales |  | 161214.2966 | 142112.9566 | 143412.0927 | 144723.1788 | 146046.3256 | 147381.6452 | 148729.2504 | 150089.2553 | 151461.7749 | 152846.9255 | 154244.8242 | 155655.5895 | 149132.2549 | 150426.4233 | 151731.865 | 153048.6784 | 154376.9632 | 155716.8195 | 157068.3485 | 158431.6524 | 159806.8341 | 161193.9974 | 162593.2471 | 164004.689 | 165428.4296 | 166864.5766 | 168313.2384 | 169774.5244 | 171248.5452 | 172735.4121
87 | DG/Self-Generation as Percent of Total Sales |  | 0.8768% | 0.8767% | 0.8766% | 0.8765% | 0.8764% | 0.8763% | 0.8762% | 0.8761% | 0.876% | 0.8759% | 0.8758% | 0.8756% | 0.8755% | 0.8754% | 0.8753% | 0.8752% | 0.875% | 0.8749% | 0.8748% | 0.8747% | 0.8746% | 0.8744% | 0.8743% | 0.8742% | 0.8741% | 0.874% | 0.8739% | 0.8737% | 0.8736% | 0.8735%
88
89 | % Growth in Sales |  |  | 2025 | 2026 | 2027 | 2028 | 2029 | 2030 | 2031 | 2032 | 2033 | 2034 | 2035 | 2036 | 2037 | 2038 | 2039 | 2040 | 2041 | 2042 | 2043 | 2044 | 2045 | 2046 | 2047 | 2048 | 2049 | 2050 | 2051 | 2052 | 2053
90 | Residential |  | 1.079% | 0.9% | 0.9% | 0.9% | 0.9% | 0.9% | 0.9% | 0.9% | 0.9% | 0.9% | 0.9% | 0.9% | 0.8% | 0.8% | 0.8% | 0.8% | 0.8% | 0.8% | 0.8% | 0.8% | 0.8% | 0.8% | 0.8% | 0.8% | 0.8% | 0.8% | 0.8% | 0.8% | 0.8% | 0.8%
91 | Commercial - Small |  | 1.022% | 0.9014% | 0.9014% | 0.9014% | 0.9014% | 0.9014% | 0.9014% | 0.9014% | 0.9014% | 0.9014% | 0.9014% | 0.9014% | 0.9014% | 0.9014% | 0.9014% | 0.9014% | 0.9014% | 0.9014% | 0.9014% | 0.9014% | 0.9014% | 0.9014% | 0.9014% | 0.9014% | 0.9014% | 0.9014% | 0.9014% | 0.9014% | 0.9014% | 0.9014%
92 | Commercial - Med./Large |  | 1.022% | 0.9014% | 0.9014% | 0.9014% | 0.9014% | 0.9014% | 0.9014% | 0.9014% | 0.9014% | 0.9014% | 0.9014% | 0.9014% | 0.9014% | 0.9014% | 0.9014% | 0.9014% | 0.9014% | 0.9014% | 0.9014% | 0.9014% | 0.9014% | 0.9014% | 0.9014% | 0.9014% | 0.9014% | 0.9014% | 0.9014% | 0.9014% | 0.9014% | 0.9014%
93 | Industrial |  | 0% | bar: 2025 to 2053
94 | Agriculture |  | 1.253% | 1.304% | 1.304% | 1.304% | 1.304% | 1.304% | 1.304% | 1.304% | 1.304% | 1.304% | 1.304% | 1.304% | 1.002% | 1.002% | 1.002% | 1.002% | 1.002% | 1.002% | 1.002% | 1.002% | 1.002% | 1.002% | 1.002% | 1.002% | 1.002% | 1.002% | 1.002% | 1.002% | 1.002% | 1.002%
95 | Lighting |  | -1.215% | bar: 2025 to 2053
96
97 | Allocation of Sales
98 | Residential |  | 34.84% | 34.87% | 34.89% | 34.92% | 34.95% | 34.98% | 35.01% | 35.03% | 35.06% | 35.09% | 35.12% | 35.14% | 35.15% | 35.15% | 35.16% | 35.16% | 35.17% | 35.17% | 35.18% | 35.18% | 35.19% | 35.19% | 35.2% | 35.2% | 35.2% | 35.21% | 35.21% | 35.21% | 35.21% | 35.22%
99 | Commercial - Small |  | 47.47% | 47.51% | 47.55% | 47.59% | 47.63% | 47.67% | 47.7% | 47.74% | 47.78% | 47.82% | 47.86% | 47.89% | 47.95% | 48% | 48.06% | 48.12% | 48.17% | 48.23% | 48.28% | 48.34% | 48.39% | 48.45% | 48.5% | 48.55% | 48.61% | 48.66% | 48.71% | 48.77% | 48.82% | 48.87%
100 | Commercial - Med./Large |  | 5.282% | 5.286% | 5.29% | 5.295% | 5.299% | 5.304% | 5.308% | 5.312% | 5.316% | 5.32% | 5.325% | 5.329% | 5.335% | 5.341% | 5.347% | 5.354% | 5.36% | 5.366% | 5.372% | 5.378% | 5.384% | 5.39% | 5.396% | 5.402% | 5.408% | 5.414% | 5.42% | 5.426% | 5.432% | 5.438%
101 | Industrial |  | 9.91% | 9.829% | 9.75% | 9.671% | 9.592% | 9.514% | 9.437% | 9.36% | 9.284% | 9.208% | 9.133% | 9.058% | 8.988% | 8.918% | 8.849% | 8.78% | 8.712% | 8.644% | 8.576% | 8.509% | 8.443% | 8.377% | 8.311% | 8.246% | 8.181% | 8.117% | 8.053% | 7.99% | 7.927% | 7.865%
102 | Agriculture |  | 2.066% | 2.076% | 2.086% | 2.097% | 2.107% | 2.117% | 2.127% | 2.137% | 2.147% | 2.158% | 2.168% | 2.178% | 2.183% | 2.188% | 2.192% | 2.197% | 2.202% | 2.207% | 2.211% | 2.216% | 2.221% | 2.226% | 2.23% | 2.235% | 2.24% | 2.244% | 2.249% | 2.254% | 2.258% | 2.263%
103 | Lighting |  | 0.4381% | 0.4345% | 0.431% | 0.4275% | 0.424% | 0.4206% | 0.4172% | 0.4138% | 0.4104% | 0.4071% | 0.4037% | 0.4004% | 0.3973% | 0.3942% | 0.3912% | 0.3881% | 0.3851% | 0.3821% | 0.3791% | 0.3762% | 0.3732% | 0.3703% | 0.3674% | 0.3645% | 0.3617% | 0.3588% | 0.356% | 0.3532% | 0.3504% | 0.3477%
104 | TOTAL |  | 100% | 100% | 100% | 100% | 100% | 100% | 100% | 100% | 100% | 100% | 100% | 100% | 100% | 100% | 100% | 100% | 100% | 100% | 100% | 100% | 100% | 100% | 100% | 100% | 100% | 100% | 100% | 100% | 100% | 100%
105
106 | CITY OF SAN DIEGO (1)
107 | Source: | SDCP forecast & Information on City's customers
108 | Customers | 2023 | 2024 | 2025 | 2026 | 2027 | 2028 | 2029 | 2030 | 2031 | 2032 | 2033 | 2034 | 2035 | 2036 | 2037 | 2038 | 2039 | 2040 | 2041 | 2042 | 2043 | 2044 | 2045 | 2046 | 2047 | 2048 | 2049 | 2050 | 2051 | 2052 | 2053
109 | Residential | 636609.7926 | 642984.2234 | 648771.0815 | 654610.0212 | 660501.5114 | 666446.025 | 672444.0392 | 678496.0356 | 684602.4999 | 690763.9224 | 696980.7977 | 703253.6249 | 709582.9075 | 715259.5707 | 720981.6473 | 726749.5005 | 732563.4965 | 738424.0045 | 744331.3965 | 750286.0477 | 756288.336 | 762338.6427 | 768437.3519 | 774584.8507 | 780781.5295 | 787027.7817 | 793324.004 | 799670.596 | 806067.9608 | 812516.5045 | 819016.6365
110 | Commercial - Small | 59479.7959 | 59632.7101 | 59751.9755 | 59871.4794 | 59991.2224 | 60111.2048 | 60231.4272 | 60351.8901 | 60472.5939 | 60593.5391 | 60714.7261 | 60836.1556 | 60957.8279 | 61079.7436 | 61201.9031 | 61324.3069 | 61446.9555 | 61569.8494 | 61692.9891 | 61816.3751 | 61940.0078 | 62063.8878 | 62188.0156 | 62312.3916 | 62437.0164 | 62561.8904 | 62687.0142 | 62812.3883 | 62938.013 | 63063.8891 | 63190.0168
111 | Commercial - Med./Large | 6617.9843 | 6634.9982 | 6648.2682 | 6661.5647 | 6674.8879 | 6688.2376 | 6701.6141 | 6715.0173 | 6728.4474 | 6741.9043 | 6755.3881 | 6768.8988 | 6782.4366 | 6796.0015 | 6809.5935 | 6823.2127 | 6836.8591 | 6850.5329 | 6864.2339 | 6877.9624 | 6891.7183 | 6905.5017 | 6919.3128 | 6933.1514 | 6947.0177 | 6960.9117 | 6974.8335 | 6988.7832 | 7002.7608 | 7016.7663 | 7030.7998
112 | Industrial | 109.2935 | 109.2935 | 109.2935 | 109.2935 | 109.2935 | 109.2935 | 109.2935 | 109.2935 | 109.2935 | 109.2935 | 109.2935 | 109.2935 | 109.2935 | 109.2935 | 109.2935 | 109.2935 | 109.2935 | 109.2935 | 109.2935 | 109.2935 | 109.2935 | 109.2935 | 109.2935 | 109.2935 | 109.2935 | 109.2935 | 109.2935 | 109.2935 | 109.2935 | 109.2935 | 109.2935
113 | Agriculture | 271.1882 | 273.3577 | 275.5446 | 277.749 | 279.971 | 282.2107 | 284.4684 | 286.7442 | 289.0381 | 291.3504 | 293.6812 | 296.0307 | 298.3989 | 299.8909 | 301.3904 | 302.8973 | 304.4118 | 305.9339 | 307.4635 | 309.0008 | 310.5459 | 312.0986 | 313.6591 | 315.2274 | 316.8035 | 318.3875 | 319.9795 | 321.5794 | 323.1873 | 324.8032 | 326.4272
114 | Lighting | 1770.3694 | 1770.3694 | 1770.3694 | 1770.3694 | 1770.3694 | 1770.3694 | 1770.3694 | 1770.3694 | 1770.3694 | 1770.3694 | 1770.3694 | 1770.3694 | 1770.3694 | 1770.3694 | 1770.3694 | 1770.3694 | 1770.3694 | 1770.3694 | 1770.3694 | 1770.3694 | 1770.3694 | 1770.3694 | 1770.3694 | 1770.3694 | 1770.3694 | 1770.3694 | 1770.3694 | 1770.3694 | 1770.3694 | 1770.3694 | 1770.3694
115 | Total | 704858.424 | 711404.9524 | 717326.5326 | 723300.4772 | 729327.2555 | 735407.3411 | 741541.2119 | 747729.3501 | 753972.2422 | 760270.379 | 766624.256 | 773034.3729 | 779501.2339 | 785314.8697 | 791174.1972 | 797079.5803 | 803031.3858 | 809029.9835 | 815075.7459 | 821169.0489 | 827310.2709 | 833499.7938 | 839738.0022 | 846025.284 | 852362.03 | 858748.6343 | 865185.4941 | 871673.0098 | 878211.5848 | 884801.6259 | 891443.5433
116 | Annual Growth |  | 0.9288% | 0.8324% | 0.8328% | 0.8332% | 0.8337% | 0.8341% | 0.8345% | 0.8349% | 0.8353% | 0.8357% | 0.8361% | 0.8366% | 0.7458% | 0.7461% | 0.7464% | 0.7467% | 0.747% | 0.7473% | 0.7476% | 0.7479% | 0.7482% | 0.7484% | 0.7487% | 0.749% | 0.7493% | 0.7496% | 0.7498% | 0.7501% | 0.7504% | 0.7507%
117
118 | % of Customers in City
119 | Residential | 46.99% | 46.95% | 46.95% | 46.95% | 46.95% | 46.95% | 46.95% | 46.95% | 46.95% | 46.95% | 46.95% | 46.95% | 46.95% | 46.95% | 46.95% | 46.95% | 46.95% | 46.95% | 46.95% | 46.95% | 46.95% | 46.95% | 46.95% | 46.95% | 46.95% | 46.95% | 46.95% | 46.95% | 46.95% | 46.95% | 46.95%
120 | Commercial - Small | 43.6% | 43.57% | 43.57% | 43.57% | 43.57% | 43.57% | 43.57% | 43.57% | 43.57% | 43.57% | 43.57% | 43.57% | 43.57% | 43.57% | 43.57% | 43.57% | 43.57% | 43.57% | 43.57% | 43.57% | 43.57% | 43.57% | 43.57% | 43.57% | 43.57% | 43.57% | 43.57% | 43.57% | 43.57% | 43.57% | 43.57%
121 | Commercial - Med./Large | 43.6% | 43.57% | 43.57% | 43.57% | 43.57% | 43.57% | 43.57% | 43.57% | 43.57% | 43.57% | 43.57% | 43.57% | 43.57% | 43.57% | 43.57% | 43.57% | 43.57% | 43.57% | 43.57% | 43.57% | 43.57% | 43.57% | 43.57% | 43.57% | 43.57% | 43.57% | 43.57% | 43.57% | 43.57% | 43.57% | 43.57%
122 | Industrial | 28.02% | 28.02% | 28.02% | 28.02% | 28.02% | 28.02% | 28.02% | 28.02% | 28.02% | 28.02% | 28.02% | 28.02% | 28.02% | 28.02% | 28.02% | 28.02% | 28.02% | 28.02% | 28.02% | 28.02% | 28.02% | 28.02% | 28.02% | 28.02% | 28.02% | 28.02% | 28.02% | 28.02% | 28.02% | 28.02% | 28.02%
123 | Agriculture | 6.555% | 6.558% | 6.558% | 6.558% | 6.558% | 6.558% | 6.558% | 6.558% | 6.558% | 6.558% | 6.558% | 6.558% | 6.558% | 6.558% | 6.558% | 6.558% | 6.558% | 6.558% | 6.558% | 6.558% | 6.558% | 6.558% | 6.558% | 6.558% | 6.558% | 6.558% | 6.558% | 6.558% | 6.558% | 6.558% | 6.558%
124 | Lighting | 33.6% | 34.01% | 34.01% | 34.01% | 34.01% | 34.01% | 34.01% | 34.01% | 34.01% | 34.01% | 34.01% | 34.01% | 34.01% | 34.01% | 34.01% | 34.01% | 34.01% | 34.01% | 34.01% | 34.01% | 34.01% | 34.01% | 34.01% | 34.01% | 34.01% | 34.01% | 34.01% | 34.01% | 34.01% | 34.01% | 34.01%
125 | Total | 46.49% | 46.46% | 46.46% | 46.46% | 46.46% | 46.47% | 46.47% | 46.47% | 46.47% | 46.48% | 46.48% | 46.48% | 46.48% | 46.49% | 46.49% | 46.49% | 46.49% | 46.49% | 46.5% | 46.5% | 46.5% | 46.5% | 46.51% | 46.51% | 46.51% | 46.51% | 46.51% | 46.52% | 46.52% | 46.52% | 46.52%
126
127 | % Growth in Customers
128 | Residential |  | 1.001% | 0.9% | 0.9% | 0.9% | 0.9% | 0.9% | 0.9% | 0.9% | 0.9% | 0.9% | 0.9% | 0.9% | 0.8% | 0.8% | 0.8% | 0.8% | 0.8% | 0.8% | 0.8% | 0.8% | 0.8% | 0.8% | 0.8% | 0.8% | 0.8% | 0.8% | 0.8% | 0.8% | 0.8% | 0.8%
129 | Commercial - Small |  | 0.2571% | 0.2% | 0.2% | 0.2% | 0.2% | 0.2% | 0.2% | 0.2% | 0.2% | 0.2% | 0.2% | 0.2% | 0.2% | 0.2% | 0.2% | 0.2% | 0.2% | 0.2% | 0.2% | 0.2% | 0.2% | 0.2% | 0.2% | 0.2% | 0.2% | 0.2% | 0.2% | 0.2% | 0.2% | 0.2%
130 | Commercial - Med./Large |  | 0.2571% | 0.2% | 0.2% | 0.2% | 0.2% | 0.2% | 0.2% | 0.2% | 0.2% | 0.2% | 0.2% | 0.2% | 0.2% | 0.2% | 0.2% | 0.2% | 0.2% | 0.2% | 0.2% | 0.2% | 0.2% | 0.2% | 0.2% | 0.2% | 0.2% | 0.2% | 0.2% | 0.2% | 0.2% | 0.2%
131 | Industrial | bar: SDCP forecast & Information on City's customers 2024 to SDCP forecast & Information on City's customers 2053
132 | Agriculture |  | 0.8% | 0.8% | 0.8% | 0.8% | 0.8% | 0.8% | 0.8% | 0.8% | 0.8% | 0.8% | 0.8% | 0.8% | 0.5% | 0.5% | 0.5% | 0.5% | 0.5% | 0.5% | 0.5% | 0.5% | 0.5% | 0.5% | 0.5% | 0.5% | 0.5% | 0.5% | 0.5% | 0.5% | 0.5% | 0.5%
133 | Lighting | bar: SDCP forecast & Information on City's customers 2024 to SDCP forecast & Information on City's customers 2053
134
135 | City MWh/Customer | 2023 | 2024 | 2025 | 2026 | 2027 | 2028 | 2029 | 2030 | 2031 | 2032 | 2033 | 2034 | 2035 | 2036 | 2037 | 2038 | 2039 | 2040 | 2041 | 2042 | 2043 | 2044 | 2045 | 2046 | 2047 | 2048 | 2049 | 2050 | 2051 | 2052 | 2053
136 | Residential | 4.4304 | 4.4304 | 4.4304 | 4.4304 | 4.4304 | 4.4304 | 4.4304 | 4.4304 | 4.4304 | 4.4304 | 4.4304 | 4.4304 | 4.4304 | 4.4304 | 4.4304 | 4.4304 | 4.4304 | 4.4304 | 4.4304 | 4.4304 | 4.4304 | 4.4304 | 4.4304 | 4.4304 | 4.4304 | 4.4304 | 4.4304 | 4.4304 | 4.4304 | 4.4304 | 4.4304
137 | Commercial - Small | 59.9867 | 60.4066 | 60.8294 | 61.2552 | 61.684 | 62.1158 | 62.5506 | 62.9885 | 63.4294 | 63.8734 | 64.3205 | 64.7708 | 65.2242 | 65.6807 | 66.1405 | 66.6035 | 67.0697 | 67.5392 | 68.012 | 68.4881 | 68.9675 | 69.4502 | 69.9364 | 70.4259 | 70.9189 | 71.4154 | 71.9153 | 72.4187 | 72.9256 | 73.4361 | 73.9501
138 | Commercial - Med./Large | 59.9867 | 60.4066 | 60.8294 | 61.2552 | 61.684 | 62.1158 | 62.5506 | 62.9885 | 63.4294 | 63.8734 | 64.3205 | 64.7708 | 65.2242 | 65.6807 | 66.1405 | 66.6035 | 67.0697 | 67.5392 | 68.012 | 68.4881 | 68.9675 | 69.4502 | 69.9364 | 70.4259 | 70.9189 | 71.4154 | 71.9153 | 72.4187 | 72.9256 | 73.4361 | 73.9501
139 | Industrial | 4425.4925 | 4425.4925 | 4425.4925 | 4425.4925 | 4425.4925 | 4425.4925 | 4425.4925 | 4425.4925 | 4425.4925 | 4425.4925 | 4425.4925 | 4425.4925 | 4425.4925 | 4425.4925 | 4425.4925 | 4425.4925 | 4425.4925 | 4425.4925 | 4425.4925 | 4425.4925 | 4425.4925 | 4425.4925 | 4425.4925 | 4425.4925 | 4425.4925 | 4425.4925 | 4425.4925 | 4425.4925 | 4425.4925 | 4425.4925 | 4425.4925
140 | Agriculture | 85.919 | 86.3486 | 86.7803 | 87.2142 | 87.6503 | 88.0885 | 88.529 | 88.9716 | 89.4165 | 89.8636 | 90.3129 | 90.7645 | 91.2183 | 91.6744 | 92.1327 | 92.5934 | 93.0564 | 93.5217 | 93.9893 | 94.4592 | 94.9315 | 95.4062 | 95.8832 | 96.3626 | 96.8444 | 97.3286 | 97.8153 | 98.3044 | 98.7959 | 99.2899 | 99.7863
141 | Lighting | 14.6584 | 14.6584 | 14.6584 | 14.6584 | 14.6584 | 14.6584 | 14.6584 | 14.6584 | 14.6584 | 14.6584 | 14.6584 | 14.6584 | 14.6584 | 14.6584 | 14.6584 | 14.6584 | 14.6584 | 14.6584 | 14.6584 | 14.6584 | 14.6584 | 14.6584 | 14.6584 | 14.6584 | 14.6584 | 14.6584 | 14.6584 | 14.6584 | 14.6584 | 14.6584 | 14.6584
142
143 | % Growth in MWh/Customer - Electrification
144 | Residential | bar: 2024 to 2053
145 | Commercial - Small |  | 1.5% | 1.5% | 1.5% | 1.5% | 1.5% | 1.5% | 1.5% | 1.5% | 1.5% | 1.5% | 1.5% | 1.5% | 1.5% | 1.5% | 1.5% | 1.5% | 1.5% | 1.5% | 1.5% | 1.5% | 1.5% | 1.5% | 1.5% | 1.5% | 1.5% | 1.5% | 1.5% | 1.5% | 1.5% | 1.5%
146 | Commercial - Med./Large |  | 1.5% | 1.5% | 1.5% | 1.5% | 1.5% | 1.5% | 1.5% | 1.5% | 1.5% | 1.5% | 1.5% | 1.5% | 1.5% | 1.5% | 1.5% | 1.5% | 1.5% | 1.5% | 1.5% | 1.5% | 1.5% | 1.5% | 1.5% | 1.5% | 1.5% | 1.5% | 1.5% | 1.5% | 1.5% | 1.5%
147 | Industrial | bar: 2024 to 2053
148 | Agriculture | bar: 2024 to 2053
149 | Lighting | bar: 2024 to 2053
150
151 | % Reduction in MWh/Customer - Distributed/Self-Generation/Energy Efficiency
152 | Residential |  | -1% | -1% | -1% | -1% | -1% | -1% | -1% | -1% | -1% | -1% | -1% | -1% | -1% | -1% | -1% | -1% | -1% | -1% | -1% | -1% | -1% | -1% | -1% | -1% | -1% | -1% | -1% | -1% | -1% | -1%
153 | Commercial - Small |  | -0.8% | -0.8% | -0.8% | -0.8% | -0.8% | -0.8% | -0.8% | -0.8% | -0.8% | -0.8% | -0.8% | -0.8% | -0.8% | -0.8% | -0.8% | -0.8% | -0.8% | -0.8% | -0.8% | -0.8% | -0.8% | -0.8% | -0.8% | -0.8% | -0.8% | -0.8% | -0.8% | -0.8% | -0.8% | -0.8%
154 | Commercial - Med./Large |  | -0.8% | -0.8% | -0.8% | -0.8% | -0.8% | -0.8% | -0.8% | -0.8% | -0.8% | -0.8% | -0.8% | -0.8% | -0.8% | -0.8% | -0.8% | -0.8% | -0.8% | -0.8% | -0.8% | -0.8% | -0.8% | -0.8% | -0.8% | -0.8% | -0.8% | -0.8% | -0.8% | -0.8% | -0.8% | -0.8%
155 | Industrial |  | -1% | -1% | -1% | -1% | -1% | -1% | -1% | -1% | -1% | -1% | -1% | -1% | -1% | -1% | -1% | -1% | -1% | -1% | -1% | -1% | -1% | -1% | -1% | -1% | -1% | -1% | -1% | -1% | -1% | -1%
156 | Agriculture |  | -0.5% | -0.5% | -0.5% | -0.5% | -0.5% | -0.5% | -0.5% | -0.5% | -0.5% | -0.5% | -0.5% | -0.5% | -0.5% | -0.5% | -0.5% | -0.5% | -0.5% | -0.5% | -0.5% | -0.5% | -0.5% | -0.5% | -0.5% | -0.5% | -0.5% | -0.5% | -0.5% | -0.5% | -0.5% | -0.5%
157 | Lighting | bar: 2024 to 2053
158
159 | Net Growth in MWh/Customer
160 | Residential | bar: 2024 to 2053
161 | Commercial - Small |  | 0.7% | 0.7% | 0.7% | 0.7% | 0.7% | 0.7% | 0.7% | 0.7% | 0.7% | 0.7% | 0.7% | 0.7% | 0.7% | 0.7% | 0.7% | 0.7% | 0.7% | 0.7% | 0.7% | 0.7% | 0.7% | 0.7% | 0.7% | 0.7% | 0.7% | 0.7% | 0.7% | 0.7% | 0.7% | 0.7%
162 | Commercial - Med./Large |  | 0.7% | 0.7% | 0.7% | 0.7% | 0.7% | 0.7% | 0.7% | 0.7% | 0.7% | 0.7% | 0.7% | 0.7% | 0.7% | 0.7% | 0.7% | 0.7% | 0.7% | 0.7% | 0.7% | 0.7% | 0.7% | 0.7% | 0.7% | 0.7% | 0.7% | 0.7% | 0.7% | 0.7% | 0.7% | 0.7%
163 | Industrial | bar: 2024 to 2053
164 | Agriculture |  | 0.5% | 0.5% | 0.5% | 0.5% | 0.5% | 0.5% | 0.5% | 0.5% | 0.5% | 0.5% | 0.5% | 0.5% | 0.5% | 0.5% | 0.5% | 0.5% | 0.5% | 0.5% | 0.5% | 0.5% | 0.5% | 0.5% | 0.5% | 0.5% | 0.5% | 0.5% | 0.5% | 0.5% | 0.5% | 0.5%
165 | Lighting | bar: 2024 to 2053
166
167 | Sales (MWh) | 2023 | 2024 | 2025 | 2026 | 2027 | 2028 | 2029 | 2030 | 2031 | 2032 | 2033 | 2034 | 2035 | 2036 | 2037 | 2038 | 2039 | 2040 | 2041 | 2042 | 2043 | 2044 | 2045 | 2046 | 2047 | 2048 | 2049 | 2050 | 2051 | 2052 | 2053
168 | Residential | 2820426.8309 | 2848668.0174 | 2874306.0296 | 2900174.7838 | 2926276.3569 | 2952612.8441 | 2979186.3597 | 3005999.0369 | 3033053.0283 | 3060350.5055 | 3087893.6601 | 3115684.703 | 3143725.8653 | 3168875.6722 | 3194226.6776 | 3219780.491 | 3245538.735 | 3271503.0449 | 3297675.0692 | 3324056.4698 | 3350648.9215 | 3377454.1129 | 3404473.7458 | 3431709.5358 | 3459163.2121 | 3486836.5177 | 3514731.2099 | 3542849.0596 | 3571191.852 | 3599761.3869 | 3628559.478
169 | Commercial - Small | 3567995.85 | 3602208.8423 | 3634679.1529 | 3667442.1507 | 3700500.4743 | 3733856.7856 | 3767513.7706 | 3801474.1398 | 3835740.6276 | 3870315.9937 | 3905203.022 | 3940404.5221 | 3975923.3284 | 4011762.3013 | 4047924.3267 | 4084412.3166 | 4121229.2092 | 4158377.9693 | 4195861.5883 | 4233683.0847 | 4271845.504 | 4310351.9194 | 4349205.4316 | 4388409.1693 | 4427966.2896 | 4467879.9777 | 4508153.4478 | 4548789.943 | 4589792.7356 | 4631165.1273 | 4672910.4497
170 | Commercial - Med./Large | 396990.9466 | 400797.635 | 404410.4249 | 408055.7804 | 411733.9953 | 415445.3655 | 419190.19 | 422968.7704 | 426781.4109 | 430628.4185 | 434510.1031 | 438426.7771 | 442378.7561 | 446366.3582 | 450389.9046 | 454449.7192 | 458546.1289 | 462679.4638 | 466850.0564 | 471058.2428 | 475304.3619 | 479588.7554 | 483911.7684 | 488273.7491 | 492675.0487 | 497116.0216 | 501597.0254 | 506118.421 | 510680.5724 | 515283.8471 | 519928.6157
171 | Industrial | 483677.4494 | 483677.4494 | 483677.4494 | 483677.4494 | 483677.4494 | 483677.4494 | 483677.4494 | 483677.4494 | 483677.4494 | 483677.4494 | 483677.4494 | 483677.4494 | 483677.4494 | 483677.4494 | 483677.4494 | 483677.4494 | 483677.4494 | 483677.4494 | 483677.4494 | 483677.4494 | 483677.4494 | 483677.4494 | 483677.4494 | 483677.4494 | 483677.4494 | 483677.4494 | 483677.4494 | 483677.4494 | 483677.4494 | 483677.4494 | 483677.4494
172 | Agriculture | 23300.2184 | 23604.0533 | 23911.8501 | 24223.6606 | 24539.5372 | 24859.5327 | 25183.701 | 25512.0965 | 25844.7742 | 26181.7901 | 26523.2006 | 26869.0632 | 27219.4358 | 27492.3106 | 27767.921 | 28046.2944 | 28327.4585 | 28611.4413 | 28898.271 | 29187.9762 | 29480.5856 | 29776.1285 | 30074.6342 | 30376.1324 | 30680.6531 | 30988.2267 | 31298.8836 | 31612.6549 | 31929.5718 | 32249.6658 | 32572.9687
173 | Lighting | 25950.7449 | 25950.7449 | 25950.7449 | 25950.7449 | 25950.7449 | 25950.7449 | 25950.7449 | 25950.7449 | 25950.7449 | 25950.7449 | 25950.7449 | 25950.7449 | 25950.7449 | 25950.7449 | 25950.7449 | 25950.7449 | 25950.7449 | 25950.7449 | 25950.7449 | 25950.7449 | 25950.7449 | 25950.7449 | 25950.7449 | 25950.7449 | 25950.7449 | 25950.7449 | 25950.7449 | 25950.7449 | 25950.7449 | 25950.7449 | 25950.7449
174 | Total | 7318342.0401 | 7384906.7422 | 7446935.6516 | 7509524.5699 | 7572678.5578 | 7636402.7221 | 7700702.2156 | 7765582.2378 | 7831048.0353 | 7897104.902 | 7963758.18 | 8031013.2596 | 8098875.5799 | 8164124.8366 | 8229937.0242 | 8296317.0155 | 8363269.7259 | 8430800.1134 | 8498913.1792 | 8567613.9677 | 8636907.5672 | 8706799.1104 | 8777293.7742 | 8848396.7808 | 8920113.3977 | 8992448.9379 | 9065408.761 | 9138998.2727 | 9213222.9261 | 9288088.2212 | 9363599.7063
175 | Annual Growth (MWh) |  | 66564.7021 | 62028.9094 | 62588.9182 | 63153.9879 | 63724.1643 | 64299.4935 | 64880.0222 | 65465.7975 | 66056.8668 | 66653.278 | 67255.0796 | 67862.3202 | 65249.2568 | 65812.1875 | 66379.9913 | 66952.7104 | 67530.3875 | 68113.0658 | 68700.7885 | 69293.5995 | 69891.5431 | 70494.6638 | 71103.0066 | 71716.6168 | 72335.5403 | 72959.8231 | 73589.5118 | 74224.6533 | 74865.2952 | 75511.485
176 | Annual Growth (%) |  | 0.9096% | 0.8399% | 0.8405% | 0.841% | 0.8415% | 0.842% | 0.8425% | 0.843% | 0.8435% | 0.844% | 0.8445% | 0.845% | 0.8057% | 0.8061% | 0.8066% | 0.807% | 0.8075% | 0.8079% | 0.8083% | 0.8088% | 0.8092% | 0.8097% | 0.8101% | 0.8105% | 0.8109% | 0.8113% | 0.8118% | 0.8122% | 0.8126% | 0.813%
177
178 | Changes in Sales (MWh) - Electrification (1)
179 | Residential |  | 56727.8667 | 54381.0725 | 54870.5021 | 55364.3366 | 55862.6157 | 56365.3792 | 56872.6676 | 57384.5216 | 57900.9823 | 58422.0912 | 58947.89 | 59478.421 | 56838.5636 | 57293.2722 | 57751.6183 | 58213.6313 | 58679.3403 | 59148.7751 | 59621.9653 | 60098.941 | 60579.7325 | 61064.3704 | 61552.8853 | 62045.3084 | 62541.6709 | 63042.0042 | 63546.3403 | 64054.711 | 64567.1487 | 65083.6859
180 | Commercial - Small |  | 62830.3417 | 61345.6166 | 61898.586 | 62456.5398 | 63019.5231 | 63587.5811 | 64160.7595 | 64739.1046 | 65322.6629 | 65911.4814 | 66505.6075 | 67105.089 | 67709.9743 | 68320.312 | 68936.1513 | 69557.5418 | 70184.5334 | 70817.1768 | 71455.5228 | 72099.6229 | 72749.5289 | 73405.2932 | 74066.9685 | 74734.6082 | 75408.2659 | 76087.996 | 76773.8532 | 77465.8927 | 78164.1703 | 78868.7421
181 | Commercial - Med./Large |  | 6990.7808 | 6825.5837 | 6887.1095 | 6949.1899 | 7011.8299 | 7075.0346 | 7138.8089 | 7203.1582 | 7268.0874 | 7333.602 | 7399.7071 | 7466.408 | 7533.7102 | 7601.6191 | 7670.1401 | 7739.2787 | 7809.0406 | 7879.4313 | 7950.4565 | 8022.1219 | 8094.4333 | 8167.3965 | 8241.0174 | 8315.3019 | 8390.2561 | 8465.8858 | 8542.1973 | 8619.1967 | 8696.8901 | 8775.2839
182 | Industrial |  | 4836.7745 | 4836.7745 | 4836.7745 | 4836.7745 | 4836.7745 | 4836.7745 | 4836.7745 | 4836.7745 | 4836.7745 | 4836.7745 | 4836.7745 | 4836.7745 | 4836.7745 | 4836.7745 | 4836.7745 | 4836.7745 | 4836.7745 | 4836.7745 | 4836.7745 | 4836.7745 | 4836.7745 | 4836.7745 | 4836.7745 | 4836.7745 | 4836.7745 | 4836.7745 | 4836.7745 | 4836.7745 | 4836.7745 | 4836.7745
183 | Agriculture |  | 421.2679 | 426.7613 | 432.3262 | 437.9638 | 443.6748 | 449.4604 | 455.3213 | 461.2587 | 467.2735 | 473.3668 | 479.5395 | 485.7927 | 409.6525 | 413.7593 | 417.9072 | 422.0967 | 426.3283 | 430.6022 | 434.919 | 439.279 | 443.6828 | 448.1307 | 452.6232 | 457.1608 | 461.7438 | 466.3728 | 471.0482 | 475.7705 | 480.5401 | 485.3575
184 | Lighting |  | 0 | 0 | 0 | 0 | 0 | 0 | 0 | 0 | 0 | 0 | 0 | 0 | 0 | 0 | 0 | 0 | 0 | 0 | 0 | 0 | 0 | 0 | 0 | 0 | 0 | 0 | 0 | 0 | 0 | 0
185 | Total |  | 131807.0316 | 127815.8085 | 128925.2984 | 130044.8047 | 131174.418 | 132314.2297 | 133464.3319 | 134624.8176 | 135795.7806 | 136977.3157 | 138169.5185 | 139372.4852 | 137328.6751 | 138465.737 | 139612.5914 | 140769.323 | 141936.0171 | 143112.7598 | 144299.638 | 145496.7393 | 146704.152 | 147921.9653 | 149150.269 | 150389.1538 | 151638.7112 | 152899.0334 | 154170.2135 | 155452.3454 | 156745.5237 | 158049.8439
186 |  | 2024: (1) Includes Customer Growth.
187 | Reduction in Sales (MWh) - DG/Self-Generation/Energy Efficiency
188 | Residential |  | -28486.6802 | -28743.0603 | -29001.7478 | -29262.7636 | -29526.1284 | -29791.8636 | -30059.9904 | -30330.5303 | -30603.5051 | -30878.9366 | -31156.847 | -31437.2587 | -31688.7567 | -31942.2668 | -32197.8049 | -32455.3873 | -32715.0304 | -32976.7507 | -33240.5647 | -33506.4892 | -33774.5411 | -34044.7375 | -34317.0954 | -34591.6321 | -34868.3652 | -35147.3121 | -35428.4906 | -35711.9185 | -35997.6139 | -36285.5948
189 | Commercial - Small |  | -28617.3493 | -28875.3061 | -29135.5881 | -29398.2163 | -29663.2118 | -29930.596 | -30200.3904 | -30472.6167 | -30747.2969 | -31024.453 | -31304.1074 | -31586.2826 | -31871.0014 | -32158.2866 | -32448.1614 | -32740.6491 | -33035.7733 | -33333.5578 | -33634.0265 | -33937.2036 | -34243.1136 | -34551.781 | -34863.2307 | -35177.4879 | -35494.5778 | -35814.5259 | -36137.358 | -36463.1002 | -36791.7786 | -37123.4197
190 | Commercial - Med./Large |  | -3184.0924 | -3212.7938 | -3241.754 | -3270.9751 | -3300.4597 | -3330.21 | -3360.2286 | -3390.5177 | -3421.0798 | -3451.9174 | -3483.033 | -3514.429 | -3546.1081 | -3578.0727 | -3610.3255 | -3642.8689 | -3675.7058 | -3708.8386 | -3742.2701 | -3776.0029 | -3810.0398 | -3844.3835 | -3879.0367 | -3914.0024 | -3949.2832 | -3984.882 | -4020.8018 | -4057.0453 | -4093.6155 | -4130.5153
191 | Industrial |  | -4836.7745 | -4836.7745 | -4836.7745 | -4836.7745 | -4836.7745 | -4836.7745 | -4836.7745 | -4836.7745 | -4836.7745 | -4836.7745 | -4836.7745 | -4836.7745 | -4836.7745 | -4836.7745 | -4836.7745 | -4836.7745 | -4836.7745 | -4836.7745 | -4836.7745 | -4836.7745 | -4836.7745 | -4836.7745 | -4836.7745 | -4836.7745 | -4836.7745 | -4836.7745 | -4836.7745 | -4836.7745 | -4836.7745 | -4836.7745
192 | Agriculture |  | -117.4331 | -118.9644 | -120.5157 | -122.0872 | -123.6793 | -125.292 | -126.9259 | -128.581 | -130.2577 | -131.9562 | -133.6769 | -135.4201 | -136.7777 | -138.1489 | -139.5338 | -140.9326 | -142.3455 | -143.7725 | -145.2138 | -146.6696 | -148.1399 | -149.625 | -151.125 | -152.6401 | -154.1703 | -155.7158 | -157.2769 | -158.8536 | -160.4461 | -162.0546
193 | Lighting |  | 0 | 0 | 0 | 0 | 0 | 0 | 0 | 0 | 0 | 0 | 0 | 0 | 0 | 0 | 0 | 0 | 0 | 0 | 0 | 0 | 0 | 0 | 0 | 0 | 0 | 0 | 0 | 0 | 0 | 0
194 | Total |  | -65242.3295 | -65786.8991 | -66336.3801 | -66890.8167 | -67450.2537 | -68014.7362 | -68584.3097 | -69159.0201 | -69738.9139 | -70324.0377 | -70914.4389 | -71510.1649 | -72079.4184 | -72653.5495 | -73232.6001 | -73816.6126 | -74405.6295 | -74999.6941 | -75598.8495 | -76203.1398 | -76812.6089 | -77427.3014 | -78047.2624 | -78672.537 | -79303.1709 | -79939.2104 | -80580.7018 | -81227.6921 | -81880.2285 | -82538.3588
195
196 | Net Change in Sales |  | 66564.7021 | 62028.9094 | 62588.9182 | 63153.9879 | 63724.1643 | 64299.4935 | 64880.0222 | 65465.7975 | 66056.8668 | 66653.278 | 67255.0796 | 67862.3202 | 65249.2568 | 65812.1875 | 66379.9913 | 66952.7104 | 67530.3875 | 68113.0658 | 68700.7885 | 69293.5995 | 69891.5431 | 70494.6638 | 71103.0066 | 71716.6168 | 72335.5403 | 72959.8231 | 73589.5118 | 74224.6533 | 74865.2952 | 75511.485
197 | DG/Self-Generation as Percent of Total Sales |  | 0.8835% | 0.8834% | 0.8834% | 0.8833% | 0.8833% | 0.8832% | 0.8832% | 0.8831% | 0.8831% | 0.8831% | 0.883% | 0.883% | 0.8829% | 0.8828% | 0.8827% | 0.8826% | 0.8825% | 0.8825% | 0.8824% | 0.8823% | 0.8822% | 0.8821% | 0.882% | 0.882% | 0.8819% | 0.8818% | 0.8817% | 0.8816% | 0.8816% | 0.8815%
198
199 | % Growth in Sales |  |  | 2025 | 2026 | 2027 | 2028 | 2029 | 2030 | 2031 | 2032 | 2033 | 2034 | 2035 | 2036 | 2037 | 2038 | 2039 | 2040 | 2041 | 2042 | 2043 | 2044 | 2045 | 2046 | 2047 | 2048 | 2049 | 2050 | 2051 | 2052 | 2053
200 | Residential |  | 1.001% | 0.9% | 0.9% | 0.9% | 0.9% | 0.9% | 0.9% | 0.9% | 0.9% | 0.9% | 0.9% | 0.9% | 0.8% | 0.8% | 0.8% | 0.8% | 0.8% | 0.8% | 0.8% | 0.8% | 0.8% | 0.8% | 0.8% | 0.8% | 0.8% | 0.8% | 0.8% | 0.8% | 0.8% | 0.8%
201 | Commercial - Small |  | 0.9589% | 0.9014% | 0.9014% | 0.9014% | 0.9014% | 0.9014% | 0.9014% | 0.9014% | 0.9014% | 0.9014% | 0.9014% | 0.9014% | 0.9014% | 0.9014% | 0.9014% | 0.9014% | 0.9014% | 0.9014% | 0.9014% | 0.9014% | 0.9014% | 0.9014% | 0.9014% | 0.9014% | 0.9014% | 0.9014% | 0.9014% | 0.9014% | 0.9014% | 0.9014%
202 | Commercial - Med./Large |  | 0.9589% | 0.9014% | 0.9014% | 0.9014% | 0.9014% | 0.9014% | 0.9014% | 0.9014% | 0.9014% | 0.9014% | 0.9014% | 0.9014% | 0.9014% | 0.9014% | 0.9014% | 0.9014% | 0.9014% | 0.9014% | 0.9014% | 0.9014% | 0.9014% | 0.9014% | 0.9014% | 0.9014% | 0.9014% | 0.9014% | 0.9014% | 0.9014% | 0.9014% | 0.9014%
203 | Industrial |  | 0% | bar: 2025 to 2053
204 | Agriculture |  | 1.304% | 1.304% | 1.304% | 1.304% | 1.304% | 1.304% | 1.304% | 1.304% | 1.304% | 1.304% | 1.304% | 1.304% | 1.002% | 1.002% | 1.002% | 1.002% | 1.002% | 1.002% | 1.002% | 1.002% | 1.002% | 1.002% | 1.002% | 1.002% | 1.002% | 1.002% | 1.002% | 1.002% | 1.002% | 1.002%
205 | Lighting |  | 0% | bar: 2025 to 2053
206
207 | Allocation of Sales
208 | Residential |  | 38.57% | 38.6% | 38.62% | 38.64% | 38.66% | 38.69% | 38.71% | 38.73% | 38.75% | 38.77% | 38.8% | 38.82% | 38.81% | 38.81% | 38.81% | 38.81% | 38.8% | 38.8% | 38.8% | 38.79% | 38.79% | 38.79% | 38.78% | 38.78% | 38.78% | 38.77% | 38.77% | 38.76% | 38.76% | 38.75%
209 | Commercial - Small |  | 48.78% | 48.81% | 48.84% | 48.87% | 48.9% | 48.92% | 48.95% | 48.98% | 49.01% | 49.04% | 49.06% | 49.09% | 49.14% | 49.19% | 49.23% | 49.28% | 49.32% | 49.37% | 49.41% | 49.46% | 49.51% | 49.55% | 49.6% | 49.64% | 49.68% | 49.73% | 49.77% | 49.82% | 49.86% | 49.91%
210 | Commercial - Med./Large |  | 5.427% | 5.431% | 5.434% | 5.437% | 5.44% | 5.444% | 5.447% | 5.45% | 5.453% | 5.456% | 5.459% | 5.462% | 5.467% | 5.473% | 5.478% | 5.483% | 5.488% | 5.493% | 5.498% | 5.503% | 5.508% | 5.513% | 5.518% | 5.523% | 5.528% | 5.533% | 5.538% | 5.543% | 5.548% | 5.553%
211 | Industrial |  | 6.55% | 6.495% | 6.441% | 6.387% | 6.334% | 6.281% | 6.228% | 6.176% | 6.125% | 6.073% | 6.023% | 5.972% | 5.924% | 5.877% | 5.83% | 5.783% | 5.737% | 5.691% | 5.645% | 5.6% | 5.555% | 5.511% | 5.466% | 5.422% | 5.379% | 5.335% | 5.292% | 5.25% | 5.208% | 5.166%
212 | Agriculture |  | 0.3196% | 0.3211% | 0.3226% | 0.3241% | 0.3255% | 0.327% | 0.3285% | 0.33% | 0.3315% | 0.333% | 0.3346% | 0.3361% | 0.3367% | 0.3374% | 0.3381% | 0.3387% | 0.3394% | 0.34% | 0.3407% | 0.3413% | 0.342% | 0.3426% | 0.3433% | 0.3439% | 0.3446% | 0.3453% | 0.3459% | 0.3466% | 0.3472% | 0.3479%
213 | Lighting |  | 0.3514% | 0.3485% | 0.3456% | 0.3427% | 0.3398% | 0.337% | 0.3342% | 0.3314% | 0.3286% | 0.3259% | 0.3231% | 0.3204% | 0.3179% | 0.3153% | 0.3128% | 0.3103% | 0.3078% | 0.3053% | 0.3029% | 0.3005% | 0.2981% | 0.2957% | 0.2933% | 0.2909% | 0.2886% | 0.2863% | 0.284% | 0.2817% | 0.2794% | 0.2771%
214 | TOTAL |  | 100% | 100% | 100% | 100% | 100% | 100% | 100% | 100% | 100% | 100% | 100% | 100% | 100% | 100% | 100% | 100% | 100% | 100% | 100% | 100% | 100% | 100% | 100% | 100% | 100% | 100% | 100% | 100% | 100% | 100%
215
216 | (1) Siemens Load and O&M Forecast 4/7/23.